## COST SUMMARY
COST SUMMARY
|  | Date: | 2022-10-07 |  |  |  |  | Project Type: | 0
|  | Project: | [5 empty] | Scope of Work: | Architecture & Structure
|  | Project Location: | [5 empty] | Total Base Bid: | 2682768.7115
| BASE BID /ALTERNATES/ALLOWANCES |  | TOTAL COSTS
| Base bid |  | 2682768.7115
Hourly Rates Tab
Note: Click on any of the above text to go to the relevant Tab
For Client's Use Only
| CSI Summary for Base Bid | [6 empty] | Comparison with Sub-Quotes
| Div. No. | CSI Division | Labor Cost | Material Cost | Total Cost | % of sub-total cost |  | Division Cost with OH&P & Material Tax | Enter Sub-Quotes Below | Difference | Finalized Bid amount | Remarks
| DIV-01 | General Requirements | 208326.4356 | 0 | 208326.4356 | 9.043% |  | 243169.032 |  | 243169.032
| DIV-03 | Concrete | 73667.7844 | 80137.6045 | 153805.3889 | 6.677% |  | 179122.6419 |  | 179122.6419
| DIV-04 | Masonry | 35535.7198 | 25907.8707 | 61443.5904 | 2.667% |  | 71588.5485 |  | 71588.5485
| DIV-05 | Metals | 142949.2266 | 229978.7117 | 372927.9383 | 16.19% |  | 434132.9941 |  | 434132.9941
| DIV-06 | Wood, Plastics & Composites | 4501.4044 | 3638.48 | 8139.8844 | 0.3533% |  | 9482.8147 |  | 9482.8147
| DIV-07 | Thermal & Moisture Protection | 96653.7871 | 152720.3827 | 249374.1698 | 10.83% |  | 290306.9437 |  | 290306.9437
| DIV-08 | Openings | 84608.6348 | 215653.3693 | 300262.0042 | 13.03% |  | 349386.3835 |  | 349386.3835
| DIV-09 | Finishes | 332904.5734 | 284852.3571 | 617756.9305 | 26.82% |  | 719631.1514 |  | 719631.1514
| DIV-10 | Specialties | 22596.5145 | 71628.9545 | 94225.469 | 4.09% |  | 109621.1617 |  | 109621.1617
| DIV-11 | Equipment | 3469.2975 | 0 | 3469.2975 | 0.1506% |  | 4049.5375 |  | 4049.5375
| DIV-12 | Furnishings | 73685.4183 | 147873.9133 | 221559.3317 | 9.618% |  | 257864.6698 |  | 257864.6698
| DIV-31 | Earthwork | 12347.6827 | 0 | 12347.6827 | 0.536% |  | 14412.8327 |  | 14412.8327
|  | SUB TOTAL | 1091246.4791 | 1212391.6438 | 2303638.123 |  |  | 2682768.7115 |  | 2682768.7115 | 0
|  | MATERIAL TAX | 0 | 115177.2062 | 115177.2062 |  | 9.5%
|  | OVERHEAD & PROFIT / INFLATION (Material) | 0 | 60619.5822 | 60619.5822 |  | 5%
|  | OVERHEAD & PROFIT (Labor) | 163686.9719 | 0 | 163686.9719 |  | 15%
|  | Bond Fee |  |  | 39646.8282 |  | 1.5%
|  | TOTAL BASE BID |  |  | 2682768.7115
For Client's Use Only
|  | Sub-Contractor/Trade Summary for Base Bid | [5 empty] | Comparison with Sub-Quotes
|  | Sub Contractor | Labor Cost | Material Cost | Total Cost | % of sub-total |  | Sub Contractor Cost with OH&P & Material Tax | Enter Sub-Quotes Below | Difference | Finalized Bid amount | Remarks
|  | General Requirements | 208326.4356 | 0 | 208326.4356 | 9.043% |  | 243169.032 |  | 243169.032
|  | Accessories | 8182.8695 | 23235.7936 | 31418.6631 | 1.364% |  | 36555.5128 |  | 36555.5128
|  | Acoustical and Metal Ceiling | 25069.6639 | 25184.3953 | 50254.0592 | 2.182% |  | 58531.2398 |  | 58531.2398
|  | Appliances | 3469.2975 | 0 | 3469.2975 | 0.1506% |  | 4049.5375 |  | 4049.5375
|  | Awnings / Canopies | 7027.0845 | 27666.3335 | 34693.418 | 1.506% |  | 40355.4855 |  | 40355.4855
|  | Cabinetry | 46849.6406 | 51488.5029 | 98338.1435 | 4.269% |  | 114523.8938 |  | 114523.8938
|  | Concrete - Building | 55309.3437 | 76857.2225 | 132166.5662 | 5.737% |  | 153881.374 |  | 153881.374
|  | Countertops | 26835.7777 | 96385.4105 | 123221.1882 | 5.349% |  | 143340.7759 |  | 143340.7759
|  | Doors & Hardware | 24063.3954 | 92160.1504 | 116223.5458 | 5.045% |  | 135194.2211 |  | 135194.2211
|  | Dry Waller | 74805.4996 | 19727.7276 | 94533.2272 | 4.104% |  | 110243.7912 |  | 110243.7912
|  | Earth worker | 12347.6827 | 0 | 12347.6827 | 0.536% |  | 14412.8327 |  | 14412.8327
|  | Fencing and Gates - Metal | 1851.7069 | 1118.6241 | 2970.331 | 0.1289% |  | 3461.4419 |  | 3461.4419
|  | Finish Carpenter | 14821.2199 | 31454.2404 | 46275.4602 | 2.009% |  | 53855.4007 |  | 53855.4007
|  | Flooring | 34896.8828 | 55025.8825 | 89922.7653 | 3.904% |  | 104683.0914 |  | 104683.0914
|  | Framer Light Gauge | 119666.8609 | 84382.6112 | 204049.4721 | 8.858% |  | 237748.5046 |  | 237748.5046
|  | Framer Lumber | 4580.2153 | 2997.9755 | 7578.1908 | 0.329% |  | 8830.4285 |  | 8830.4285
|  | Glazier | 5567.026 | 9951.383 | 15518.409 | 0.6736% |  | 18063.3597 |  | 18063.3597
|  | Insulation | 10870.2396 | 32977.3959 | 43847.6355 | 1.903% |  | 51013.7923 |  | 51013.7923
|  | Interior Painter | 33500.9848 | 16701.7997 | 50202.7844 | 2.179% |  | 58514.4385 |  | 58514.4385
|  | Interior Signage | 7386.5605 | 20726.8274 | 28113.3879 | 1.22% |  | 32710.1634 |  | 32710.1634
|  | Joint Sealants | 24719.0115 | 744.295 | 25463.3065 | 1.105% |  | 29718.2672 |  | 29718.2672
|  | Mason - Cast Stone | 31129.0383 | 22445.674 | 53574.7123 | 2.326% |  | 62421.1712 |  | 62421.1712
|  | Mason - CMU | 4406.6815 | 3462.1967 | 7868.8781 | 0.3416% |  | 9167.3774 |  | 9167.3774
|  | Paneling - Other | 27909.9338 | 49082.8595 | 76992.7933 | 3.342% |  | 89620.7424 |  | 89620.7424
|  | Roofer | 34162.4248 | 41603.0955 | 75765.5202 | 3.289% |  | 88226.1678 |  | 88226.1678
|  | Sheathing | 9326.5359 | 13083.0681 | 22409.6039 | 0.9728% |  | 26091.2136 |  | 26091.2136
|  | Siding Contractor | 7153.7281 | 5231.8335 | 12385.5616 | 0.5377% |  | 14430.4953 |  | 14430.4953
|  | Staircases and Railings - Metal | 236.5835 | 715.7958 | 952.3793 | 0.04134% |  | 1108.032 |  | 1108.032
|  | Structural Steel | 138018.8948 | 224355.3287 | 362374.2235 | 15.73% |  | 421842.7091 |  | 421842.7091
|  | Tiler | 7056.8235 | 14210.8667 | 21267.6902 | 0.9232% |  | 24752.5913 |  | 24752.5913
|  | Wall Covering | 272.0514 | 220.2057 | 492.2571 | 0.02137% |  | 573.4695 |  | 573.4695
|  | Water Proofing & Damp Proofing | 26448.1712 | 55652.313 | 82100.4842 | 3.564% |  | 95549.3547 |  | 95549.3547
|  | Window Installer | 54978.2134 | 113541.836 | 168520.0494 | 7.315% |  | 196128.8028 |  | 196128.8028
|  | SUB TOTAL | 1091246.4791 | 1212391.6438 | 2303638.123 |  |  | 2682768.7115 |  | 2682768.7115 | 0
|  | MATERIAL TAX | 0 | 115177.2062 | 115177.2062 |  | 9.5%
|  | OVERHEAD & PROFIT / INFLATION (Material) | 0 | 60619.5822 | 60619.5822 |  | 5%
|  | OVERHEAD & PROFIT (Labor) | 163686.9719 | 0 | 163686.9719 |  | 15%
|  | Bond Fee |  |  | 39646.8282 |  | 1.5%
|  | TOTAL BASE BID |  |  | 2682768.7115

## BASE BID
ITEM # | REF. SHEET | DETAIL | CSI SECT | Sub Contractor | DESCRIPTION | QTY. | WASTAGE | QTY WITH WASTAGE | UNIT | UNIT LABOR HOURS | TOTAL LABOR HOURS | PER HOUR LABOR RATE | TOTAL LABOR COST | UNIT MATERIAL COST | TOTAL MATERIAL COST | ITEM COST | TRADE COST
Estimate of Materials and Cost of Construction
CLICK HERE TO GO BACK TO COST SUMMARY
|  |  | Sub-Total | 2303638.123 |  |  |  |  | Date: | 2022-10-07
|  | Material Tax | 9.5% | 115177.2062 | (Adjust the percentage for Material tax as required) |  |  |  | Project:
|  | Overhead & Profit / Inflation (Material) | 5% | 60619.5822 | (Adjust the percentage for Overhead & Profit as required) |  |  |  | Project Location:
|  | Overhead & Profit (Labor) | 15% | 163686.9719 | (Adjust the percentage for Overhead & Profit as required) |  |  |  | Project Type:
|  | Bond Fee | 1.5% | 39646.8282 | (Adjust the percentage for Bond Fee as required)
|  |  | Total Bid | 2682768.7115 |  |  |  |  | Gross Internal Area of Structure (SF) | 10659
[9 empty] | Covered Area of Structure (SF) | 10659
|  | Material Wastage 1 | 0% | ( for Quantities in Each & LS) |  |  |  |  | No. of Units
|  | Material Wastage 2 | 5% | ( for Quantities in LF, SF, SY, CY, LBS, TONS) |  |  |  |  | No. of Floors | 1
| (Changing the wastage percentage here will update the wastage for whole tab) | [7 empty] | Hardscaping Area (SF)
Soft scaping Area (SF)
Note: To change hourly rates for any trade please go to "Hourly Rates" Tab
ITEM # | REF. SHEET | DETAIL | CSI SECT | Sub Contractor | DESCRIPTION | QTY. | WASTAGE | QTY WITH WASTAGE | UNIT | UNIT LABOR HOURS | TOTAL LABOR HOURS | PER HOUR LABOR RATE | TOTAL LABOR COST | UNIT MATERIAL COST | TOTAL MATERIAL COST | ITEM COST | TRADE COST
|  |  | DIV-01 |  | General | [11 empty] | 208326.4356
Plan Design and Permitting
1 |  |  | DIV-01 | General Requirements | Architecture (Assumed By Owner) | 1 | 0% | 1 | LS |  | 0 | 60 | 0 |  |  | 0
2 |  |  | DIV-01 | General Requirements | Engineering (Assumed By Owner) | 1 | 0% | 1 | LS |  | 0 | 60 | 0 |  |  | 0
3 |  |  | DIV-01 | General Requirements | Surveying | 1 | 0% | 1 | LS |  | 0 | 60 | 0 |  |  | 0
4 |  |  | DIV-01 | General Requirements | Soils Report (Assumed By Owner) | 1 | 0% | 1 | LS |  | 0 | 60 | 0 |  |  | 0
5 |  |  | DIV-01 | General Requirements | Geological Report (Assumed By Owner) | 1 | 0% | 1 | LS |  | 0 | 60 | 0 |  |  | 0
6 |  |  | DIV-01 | General Requirements | Concrete Testing | 1 | 0% | 1 | LS |  | 0 | 60 | 0 |  |  | 0
7 |  |  | DIV-01 | General Requirements | Permit Fee | 1 | 0% | 1 | LS | 261.914 | 261.914 | 60 | 15714.8377 |  |  | 15714.8377
8 |  |  | DIV-01 | General Requirements | Permits (Based on interior finish area) | 1 | 0% | 1 | LS |  | 0 | 60 | 0 |  |  | 0
9 |  |  | DIV-01 | General Requirements | Plan Coordination | 1 | 0% | 1 | LS |  | 0 | 60 | 0 |  |  | 0
10 |  |  | DIV-01 | General Requirements | Roof Inspection | 1 | 0% | 1 | LS |  | 0 | 60 | 0 |  |  | 0
11 |  |  | DIV-01 | General Requirements | Blueprints | 1 | 0% | 1 | LS | 34.05 | 34.05 | 60 | 2043 |  |  | 2043
Utilities
12 |  |  | DIV-01 | General Requirements | Utilities during construction (Based on interior finish area) | 1 | 0% | 1 | LS | 100.575 | 100.575 | 60 | 6034.4977 |  |  | 6034.4977
13 |  |  | DIV-01 | General Requirements | Port-o-Potty (Based on interior finish area) | 1 | 0% | 1 | LS | 89.7492 | 89.7492 | 60 | 5384.951 |  |  | 5384.951
14 |  |  | DIV-01 | General Requirements | Temporary Power (Based on interior finish area) | 1 | 0% | 1 | LS | 226.9921 | 226.9921 | 60 | 13619.526 |  |  | 13619.526
Equipment and Tools
15 |  |  | DIV-01 | General Requirements | Tool Rentals | 1 | 0% | 1 | LS |  | 0 | 60 | 0 |  |  | 0
16 |  |  | DIV-01 | General Requirements | Tool Shed | 1 | 0% | 1 | LS |  | 0 | 60 | 0 |  |  | 0
17 |  |  | DIV-01 | General Requirements | Dust Control | 1 | 0% | 1 | LS |  | 0 | 60 | 0 |  |  | 0
18 |  |  | DIV-01 | General Requirements | Ice, Water, Beverages | 1 | 0% | 1 | LS |  | 0 | 60 | 0 |  |  | 0
19 |  |  | DIV-01 | General Requirements | Garbage Dumpster / Trash Containers | 1 | 0% | 1 | LS |  | 0 | 60 | 0 |  |  | 0
20 |  |  | DIV-01 | General Requirements | Mobilization/Demobilization (Temporary Control & Facilities) | 1 | 0% | 1 | LS | 960.3512 | 960.3512 | 60 | 57621.0714 |  |  | 57621.0714
Signage and Promotion
21 |  |  | DIV-01 | General Requirements | Job Signs | 1 | 0% | 1 | LS |  | 0 | 60 | 0 |  |  | 0
22 |  |  | DIV-01 | General Requirements | Job Photos | 1 | 0% | 1 | LS |  | 0 | 60 | 0 |  |  | 0
23 |  |  | DIV-01 | General Requirements | Signage | 1 | 0% | 1 | LS |  | 0 | 60 | 0 |  |  | 0
24 |  |  | DIV-01 | General Requirements | Promotion/entertainment | 1 | 0% | 1 | LS |  | 0 | 60 | 0 |  |  | 0
25 |  |  | DIV-01 | General Requirements | Misc. | 1 | 0% | 1 | LS |  | 0 | 60 | 0 |  |  | 0
Cleaning and Final
26 |  |  | DIV-01 | General Requirements | Trash | 1 | 0% | 1 | LS |  | 0 | 60 | 0 |  |  | 0
27 |  |  | DIV-01 | General Requirements | Final Cleaning | 1 | 0% | 1 | LS | 226.9921 | 226.9921 | 60 | 13619.526 |  |  | 13619.526
28 |  |  | DIV-01 | General Requirements | Window washing (rough # of windows ) | 1 | 0% | 1 | LS |  | 0 | 60 | 0 |  |  | 0
29 |  |  | DIV-01 | General Requirements | Punch List Items | 1 | 0% | 1 | LS |  | 0 | 60 | 0 |  |  | 0
Bonds, Insurance, Legal
30 |  |  | DIV-01 | General Requirements | Casualty Insurance | 1 | 0% | 1 | LS |  | 0 | 60 | 0 |  |  | 0
31 |  |  | DIV-01 | General Requirements | Medical Insurance | 1 | 0% | 1 | LS |  | 0 | 60 | 0 |  |  | 0
32 |  |  | DIV-01 | General Requirements | General Liability Insurance | 1 | 0% | 1 | LS |  | 0 | 60 | 0 |  |  | 0
Project Management & Supervision
33 |  |  | DIV-01 | General Requirements | Project Management & Supervision | 1 | 0% | 1 | LS | 1571.4838 | 1571.4838 | 60 | 94289.0259 |  |  | 94289.0259
|  |  | DIV-03 |  | Concrete | [11 empty] | 153805.3889
Concrete Pad Footing
34 | S-100 | S-100 | DIV-03 | Concrete - Building | (3'-0" X 3'-0" X 1'-0") Concrete Pad Footing - F30 | 1.6667 | 5% | 1.75 | CY | 8 | 14 | 62.8817 | 880.3439 | 198.8645 | 348.0129 | 1228.3568
35 | S-100 | S-100 | DIV-03 | Concrete - Building | (3) #5 Each Way Bars. | 93.87 | 5% | 98.5635 | LBS | 0.02 | 1.9713 | 62.8817 | 123.9568 | 0.93 | 91.6641 | 215.6209
36 | S-100 | S-100 | DIV-03 | Concrete - Building | (4'-0" X 4'-0" X 1'-0") Concrete Pad Footing - F40 | 7.7037 | 5% | 8.0889 | CY | 5 | 40.4444 | 62.8817 | 2543.2157 | 198.8645 | 1608.5929 | 4151.8086
37 | S-100 | S-100 | DIV-03 | Concrete - Building | (4) #5 Each Way Bars. | 433.888 | 5% | 455.5824 | LBS | 0.02 | 9.1116 | 62.8817 | 572.956 | 0.93 | 423.6916 | 996.6476
38 | S-100 | S-100 | DIV-03 | Concrete - Building | (5'-0" X 5'-0" X 1'-0") Concrete Pad Footing - F50 | 5.5556 | 5% | 5.8333 | CY | 6 | 35 | 62.8817 | 2200.8597 | 198.8645 | 1160.043 | 3360.9027
39 | S-100 | S-100 | DIV-03 | Concrete - Building | (5) #5 Each Way Bars. | 312.9 | 5% | 328.545 | LBS | 0.02 | 6.5709 | 62.8817 | 413.1894 | 0.93 | 305.5469 | 718.7363
40 | S-100 | S-100 | DIV-03 | Concrete - Building | (6'-0" X 6'-0" X 1'-1") Concrete Pad Footing - F60 | 5.3333 | 5% | 5.6 | CY | 6 | 33.6 | 62.8817 | 2112.8253 | 198.8645 | 1113.6413 | 3226.4666
41 | S-100 | S-100 | DIV-03 | Concrete - Building | (6) #5 Each Way Bars. | 300.384 | 5% | 315.4032 | LBS | 0.02 | 6.3081 | 62.8817 | 396.6618 | 0.93 | 293.325 | 689.9868
Concrete Cont. Footing
42 | S-100 | S-100 | DIV-03 | Concrete - Building | (2'-0" Wide X 1'-0" Deep) Concrete Cont. Footing | 29.4252 | 5% | 30.8964 | CY | 2 | 61.7929 | 62.8817 | 3885.6423 | 198.8645 | 6144.2063 | 10029.8486
43 | S-100 | S-100 | DIV-03 | Concrete - Building | (3) #5 Cont. Bars. | 1242.964 | 5% | 1305.1122 | LBS | 0.01 | 13.0511 | 62.8817 | 820.6768 | 0.93 | 1213.7543 | 2034.4311
Concrete Foundation Wall
44 | S-100 | S-100 | DIV-03 | Concrete - Building | (8" Thk X 2'-6" H) Concrete Foundation Wall | 29.686 | 5% | 31.1703 | CY | 2 | 62.3405 | 62.8817 | 3920.0784 | 198.8645 | 6198.6588 | 10118.7372
45 | S-100 | S-100 | DIV-03 | Concrete - Building | #4 Horizontal Bars @ 12" O.C. | 799.1284 | 5% | 839.0848 | LBS | 0.01 | 8.3908 | 62.8817 | 527.6309 | 0.93 | 780.3489 | 1307.9797
46 | S-100 | S-100 | DIV-03 | Concrete - Building | #4 Vertical Bars @ 12" O.C. | 1278.6054 | 5% | 1342.5357 | LBS | 0.01 | 13.4254 | 62.8817 | 844.2094 | 0.93 | 1248.5582 | 2092.7676
Concrete Pier
47 | S-100 | S-100 | DIV-03 | Concrete - Building | (1'-10" X 1'-10" X 0'-8") Concrete Pier - P1 | 1.3296 | 5% | 1.3961 | CY | 20 | 27.9224 | 62.8817 | 1755.8071 | 198.8645 | 277.6386 | 2033.4457
48 | S-100 | S-100 | DIV-03 | Concrete - Building | (12) #6 Vertical Bars | 288.384 | 5% | 302.8032 | LBS | 0.02 | 6.0561 | 62.8817 | 380.8156 | 0.93 | 281.607 | 662.4226
49 | S-100 | S-100 | DIV-03 | Concrete - Building | #3 Ties @ 12" O.C. | 29.5452 | 5% | 31.0224 | LBS | 0.02 | 0.62045 | 62.8817 | 39.0149 | 0.93 | 28.8509 | 67.8657
Concrete Slab
50 | S-100 | S-100 | DIV-03 | Concrete - Building | (6" Thk) S.O.G - (10659 SF) | 197.3969 | 5% | 207.2667 | CY | 1.4 | 290.1734 | 62.8817 | 18246.5968 | 198.8645 | 41217.99 | 59464.5868
51 | S-100 | S-100 | DIV-03 | Concrete - Building | (4" Thk) Porous fill sub base compacted - (10659 SF) | 130.2819 | 5% | 136.796 | CY | 0.338 | 46.2371 | 62.8817 | 2907.4649 | 38.7882 | 5306.0673 | 8213.5322
52 | S-100 | S-100 | DIV-03 | Concrete - Building | 6x6-W2.9xW2.9 | 10659.43 | 5% | 11192.4015 | SF | 0.004 | 44.7696 | 62.8817 | 2815.1892 | 0.7171 | 8026.0711 | 10841.2603
Sub-Grade Compaction
53 | S-100 | S-100 | DIV-03 | Concrete - Building | Below Slab | 10659.43 | 5% | 11192.4015 | SF | 0.0046426 | 51.9617 | 62.8817 | 3267.4395 |  | 0 | 3267.4395
54 | S-100 | S-100 | DIV-03 | Concrete - Building | Below Footings | 2591 | 5% | 2720.55 | SF | 0.0026497 | 7.2087 | 62.8817 | 453.2969 |  | 0 | 453.2969
Misc. Items
55 | S-100 | S-100 | DIV-03 | Joint Sealants | Construction/control joint @ 18'-0" O.C | 1184.3811 | 5% | 1243.6002 | LF | 0.11 | 136.796 | 66.3374 | 9074.6956 |  | 0 | 9074.6956
56 | S-100 | S-100 | DIV-03 | Joint Sealants | 1/2" Compressible filler joint | 473.16 | 5% | 496.818 | LF | 0.154 | 76.51 | 66.3374 | 5075.4745 | 0.496 | 246.4217 | 5321.8963
Moisture Barrier:
57 | S-100 | S-100 | DIV-03 | Water Proofing & Damp Proofing | Moisture Barrier for concrete pad footing | 547 | 5% | 574.35 | SF | 0.004 | 2.2974 | 69.3528 | 159.331 | 0.2 | 114.87 | 274.201
58 | S-100 | S-100 | DIV-03 | Water Proofing & Damp Proofing | Moisture Barrier for concrete cont. footing | 795 | 5% | 834.75 | SF | 0.004 | 3.339 | 69.3528 | 231.5689 | 0.2 | 166.95 | 398.5189
59 | S-100 | S-100 | DIV-03 | Water Proofing & Damp Proofing | Moisture Barrier for concrete foundation wall | 2392 | 5% | 2511.6 | SF | 0.004 | 10.0464 | 69.3528 | 696.7456 | 0.2 | 502.32 | 1199.0656
60 | S-100 | S-100 | DIV-03 | Water Proofing & Damp Proofing | Moisture Barrier for concrete pier | 54 | 5% | 56.7 | SF | 0.004 | 0.2268 | 69.3528 | 15.7292 | 0.2 | 11.34 | 27.0692
61 | S-100 | S-100 | DIV-03 | Water Proofing & Damp Proofing | 6Mil Class A Vapor Barrier for concrete slab | 10659.43 | 5% | 11192.4015 | SF | 0.004 | 44.7696 | 69.3528 | 3104.8959 | 0.2 | 2238.4803 | 5343.3762
Formwork:
62 | S-100 | S-100 | DIV-03 | Concrete - Building | Formwork for pad footing | 492 | 5% | 516.6 | SF | 0.025 | 12.915 | 62.8817 | 812.1172 |  | 0 | 812.1172
63 | S-100 | S-100 | DIV-03 | Concrete - Building | Formwork for cont. footing | 794 | 5% | 833.7 | SF | 0.025 | 20.8425 | 62.8817 | 1310.612 |  | 0 | 1310.612
64 | S-100 | S-100 | DIV-03 | Concrete - Building | Formwork for foundation wall | 2393 | 5% | 2512.65 | SF | 0.025 | 62.8163 | 62.8817 | 3949.993 |  | 0 | 3949.993
65 | S-100 | S-100 | DIV-03 | Concrete - Building | Formwork for concrete pier | 78 | 5% | 81.9 | SF | 0.025 | 2.0475 | 62.8817 | 128.7503 |  | 0 | 128.7503
Mobilization
66 |  |  | DIV-03 | Concrete - Building | Mobilization For Steel/Reinforcement | 2.3898 | 5% | 2.5093 | TONS | 5 | 12.5466 | 62.8817 |  | 314.4085 | 788.9536 | 788.9536
|  |  | DIV-04 |  | Masonry | [11 empty] | 61443.5904
CMU
67 | A-103 | A-103 | DIV-04 | Mason - CMU | (1'-5" x 1'-5") 4"x8"x8" CMU (6'-0" H) | 80.4 | 5% | 84.42 | SF | 0.28 | 23.6376 | 69.3528 | 1639.3329 | 4.5 | 379.89 | 2019.2229
68 | A-103 | A-103 | DIV-04 | Mason - CMU | (1'-6" x 1'-6") Precast stone sill | 5 | 0% | 5 | EA | 1.712 | 8.56 | 69.3528 | 593.6596 | 150 | 750 | 1343.6596
Window Sill
69 | A-101 | A-304 | DIV-04 | Mason - CMU | 2" Precast stone sill | 187 | 5% | 196.35 | LF | 0.15 | 29.4525 | 69.3528 | 2042.6122 | 11.1111 | 2181.6667 | 4224.2789
70 | A-101 | A-304 | DIV-04 | Mason - CMU | 3" Precast concrete sill | 10 | 5% | 10.5 | LF | 0.18 | 1.89 | 69.3528 | 131.0767 | 14.3467 | 150.64 | 281.7167
Cast Stone
71 | A-201, A-202 | A-304 | DIV-04 | Mason - Cast Stone | STONE VENEER "ST-01" Color: GRAY | 1251.87 | 5% | 1314.4635 | SF | 0.2 | 262.8927 | 69.3528 | 18232.335 | 11.43 | 15024.3178 | 33256.6528
72 | A-201, A-202 | A-304 | DIV-04 | Mason - Cast Stone | Stone Veneer On Fence Column | 111.58 | 5% | 117.159 | SF | 0.2 | 23.4318 | 69.3528 | 1625.0601 | 11.43 | 1339.1274 | 2964.1874
73 | A-201, A-202 | A-304 | DIV-04 | Mason - Cast Stone | Mortar Setting Bed | 2.4944 | 5% | 2.6192 | CY | 1.1 | 2.8811 | 69.3528 | 199.8111 | 65 | 170.2458 | 370.0569
74 | A-201, A-202 | A-304 | DIV-04 | Mason - Cast Stone | Mortar Scratch Coat And Lath W/ Builders Paper | 1347 | 5% | 1414.35 | SF | 0.1 | 141.435 | 69.3528 | 9808.908 | 3.8 | 5374.53 | 15183.438
75 | A-201, A-202 | A-304 | DIV-04 | Mason - Cast Stone | Fluid applied vapor barrier | 1347 | 5% | 1414.35 | SF | 0.005 | 7.0718 | 69.3528 | 490.4454 | 0.38 | 537.453 | 1027.8984
76 |  |  | DIV-04 | Mason - Cast Stone | Scaffolding/lift for Stone Veneer (Avg. Ht 17') | 442 | 5% | 464.1 | SF | 0.024 | 11.1384 | 69.3528 | 772.4788 |  | 0 | 772.4788
|  |  | DIV-05 |  | Metals | [11 empty] | 372709.6147
Aluminum Post
77 | A-103 | A-103 | DIV-05 | Structural Steel | 4"x4" Aluminum post (6'-0" H) | 5 | 0% | 5 | EA | 0.75 | 3.75 | 62.2844 | 233.5666 | 86.25 | 431.25 | 664.8166
Roof Framing
Base Plates
78 | S-100 | S-100 | DIV-05 | Structural Steel | 16"x16"x3/4" Base Plate (22 EA) (30.6 lb./ft) | 1190.8235 | 5% | 1250.3647 | LBS | 0.069 | 86.2752 | 62.2844 | 5373.5988 | 2.3 | 2875.8387 | 8249.4375
79 | S-100 | S-100 | DIV-05 | Structural Steel | 16"x16"x3/4" Base Plate (2 EA) (30.6 lb./ft) | 108.2567 | 5% | 113.6695 | LBS | 0.069 | 7.8432 | 62.2844 | 488.509 | 2.3 | 261.4399 | 749.9489
Steel Columns
80 | S-100 | S-100 | DIV-05 | Structural Steel | C2-W10x60 (13'-0" H) | 17160 | 5% | 18018 | LBS | 0.013 | 234.234 | 62.2844 | 14589.13 | 2.1 | 37837.8 | 52426.93
81 | S-100 | S-100 | DIV-05 | Structural Steel | C3-HSS5x5x3/8 (13'-0" H) (22.3 lb./ft) | 579.8 | 5% | 608.79 | LBS | 0.01 | 6.0879 | 62.2844 | 379.1814 | 2.6 | 1582.854 | 1962.0354
Steel Beams
82 | S-101 | S-101 | DIV-05 | Structural Steel | HSS7x5x3/8 (27.4 lb./ft) | 254.82 | 5% | 267.561 | LBS | 0.01 | 2.6756 | 62.2844 | 166.6488 | 2.6 | 695.6586 | 862.3074
83 | S-101 | S-101 | DIV-05 | Structural Steel | W8x10 | 362.7 | 5% | 380.835 | LBS | 0.02 | 7.6167 | 62.2844 | 474.4018 | 2.1 | 799.7535 | 1274.1553
84 | S-101 | S-101 | DIV-05 | Structural Steel | W8x21 | 223.02 | 5% | 234.171 | LBS | 0.02 | 4.6834 | 62.2844 | 291.7041 | 2.1 | 491.7591 | 783.4632
85 | S-101 | S-101 | DIV-05 | Structural Steel | W12x14 | 1433.46 | 5% | 1505.133 | LBS | 0.02 | 30.1027 | 62.2844 | 1874.9269 | 2.1 | 3160.7793 | 5035.7062
86 | S-101 | S-101 | DIV-05 | Structural Steel | W12x16 | 2229.76 | 5% | 2341.248 | LBS | 0.02 | 46.825 | 62.2844 | 2916.4657 | 2.1 | 4916.6208 | 7833.0865
87 | S-101 | S-101 | DIV-05 | Structural Steel | W12x19 | 13290.12 | 5% | 13954.626 | LBS | 0.02 | 279.0925 | 62.2844 | 17383.1171 | 2.1 | 29304.7146 | 46687.8317
88 | S-101 | S-101 | DIV-05 | Structural Steel | W14x22 | 17719.9 | 5% | 18605.895 | LBS | 0.02 | 372.1179 | 62.2844 | 23177.1494 | 2.1 | 39072.3795 | 62249.5289
89 | S-101 | S-101 | DIV-05 | Structural Steel | W16x26 | 4078.62 | 5% | 4282.551 | LBS | 0.02 | 85.651 | 62.2844 | 5334.7245 | 2.1 | 8993.3571 | 14328.0816
90 | S-101 | S-101 | DIV-05 | Structural Steel | W16x31 | 2280.05 | 5% | 2394.0525 | LBS | 0.02 | 47.881 | 62.2844 | 2982.2437 | 2.1 | 5027.5102 | 8009.7539
91 | S-101 | S-101 | DIV-05 | Structural Steel | W16x36 | 5249.88 | 5% | 5512.374 | LBS | 0.02 | 110.2475 | 62.2844 | 6866.7009 | 2.1 | 11575.9854 | 18442.6863
92 | S-101 | S-101 | DIV-05 | Structural Steel | W18x35 | 1890.35 | 5% | 1984.8675 | LBS | 0.02 | 39.6974 | 62.2844 | 2472.5266 | 2.1 | 4168.2218 | 6640.7484
93 | S-101 | S-101 | DIV-05 | Structural Steel | W18x40 | 4617.2 | 5% | 4848.06 | LBS | 0.02 | 96.9612 | 62.2844 | 6039.1726 | 2.1 | 10180.926 | 16220.0986
94 | S-101 | S-101 | DIV-05 | Structural Steel | W18x50 | 1438.5 | 5% | 1510.425 | LBS | 0.02 | 30.2085 | 62.2844 | 1881.5191 | 2.1 | 3171.8925 | 5053.4116
95 | S-101 | S-101 | DIV-05 | Structural Steel | W21x44 | 1271.16 | 5% | 1334.718 | LBS | 0.02 | 26.6944 | 62.2844 | 1662.6429 | 2.1 | 2802.9078 | 4465.5507
96 | S-101 | S-101 | DIV-05 | Structural Steel | W24x55 | 1562 | 5% | 1640.1 | LBS | 0.013 | 21.3213 | 62.2844 | 1327.9849 | 2.1 | 3444.21 | 4772.1949
97 | S-101 | S-101 | DIV-05 | Structural Steel | W24x84 | 3182.76 | 5% | 3341.898 | LBS | 0.013 | 43.4447 | 62.2844 | 2705.9265 | 2.1 | 7017.9858 | 9723.9123
Roof Joists
98 | S-101 | S-101 | DIV-05 | Framer Light Gauge | 800S200-54 Joist @ 24" O.C (2:12) | 244.2237 | 5% | 256.4349 | LF | 0.08 | 20.5148 | 38.5084 | 789.992 | 5.9 | 1512.9658 | 2302.9578
99 | S-101 | S-101 | DIV-05 | Framer Light Gauge | 800S200-54 Joist @ 24" O.C | 32.685 | 5% | 34.3193 | LF | 0.08 | 2.7455 | 38.5084 | 105.7264 | 5.9 | 202.4836 | 308.21
Roof Deck
100 | S-101 | S-101 | DIV-05 | Structural Steel | 1-1/2" 20-GA Type B roof deck | 10256.41 | 5% | 10769.2305 | SF | 0.045 | 484.6154 | 62.2844 | 30183.9898 | 3.36 | 36184.6145 | 66368.6043
101 | S-101 | S-101 | DIV-05 | Structural Steel | 1-1/2" 22-GA Roof deck (2:12) | 488.4474 | 5% | 512.8698 | SF | 0.065 | 33.3365 | 62.2844 | 2076.3469 | 3.05 | 1564.2528 | 3640.5997
102 | S-101 | S-101 | DIV-05 | Structural Steel | 1-1/2" 22-GA Roof deck | 65.37 | 5% | 68.6385 | SF | 0.065 | 4.4615 | 62.2844 | 277.8821 | 3.05 | 209.3474 | 487.2295
Misc. Items.
103 | S-101 | S-101 | DIV-05 | Structural Steel | cont. 3/8" Bent plate (16"W x 5"H) (15.3 lb./ft) | 287.8313 | 5% | 302.2228 | LBS | 0.087 | 26.2934 | 62.2844 | 1637.6683 | 2.3 | 695.1125 | 2332.7808
Note: Structural Steel is galvanized.
[5 empty] | Ceiling Mounted Equipment Framing | 22
104 | SA.1 | A-104 | DIV-05 | Framer Light Gauge | 3-5/8" 16GA Metal Stud | 264 | 5% | 277.2 | LF | 0.07 | 19.404 | 38.5084 | 747.2172 | 2.79 | 773.388 | 1520.6052
105 | SA.1 | A-104 | DIV-05 | Framer Light Gauge | 3-5/8" 16GA metal stud top track | 88 | 5% | 92.4 | LF | 0.07 | 6.468 | 38.5084 | 249.0724 | 2.79 | 257.796 | 506.8684
106 | SA.1 | A-104 | DIV-05 | Framer Light Gauge | 3-5/8" 16GA metal stud rack bracing | 308 | 5% | 323.4 | LF | 0.07 | 22.638 | 38.5084 | 871.7534 | 2.79 | 902.286 | 1774.0394
Exterior Fencing
107 | A-201 & A-202 | A-201 & A-202 | DIV-05 | Fencing and Gates - Metal | (3'-2" H) Aluminum guard commercial grade flat top fencing Style: ASCOT rail 2 Color: Matte black | 26.25 | 5% | 27.5625 | LF | 1.1 | 30.3188 | 61.0746 | 1851.7069 | 40.585 | 1118.6241 | 2970.331
Roof Ladder
108 |  |  | DIV-05 | Staircases and Railings - Metal | (2'-2" Wide X 17-6"' H) Roof Ladder | 1 | 0% | 1 | EA | 3.51 | 3.51 | 67.4027 | 236.5835 | 715.7958 | 715.7958 | 952.3793
109 |  |  | DIV-05 | Structural Steel | Scaffolding/Lifts Interior (H= 13' H ) for structural wall members and Columns | 10810 | 5% | 11350.5 | SF | 0.006 | 68.103 | 62.2844 | 4241.7562 |  | 0 | 4241.7562
110 |  |  | DIV-05 | Structural Steel | Scaffolding/Lifts Interior RCP Area for Structural Beams (H= 13' ) | 2496 | 5% | 2620.8 | SF | 0.006 | 15.7248 | 62.2844 | 979.4101 |  | 0 | 979.4101
Mobilization For Steel
111 |  |  | DIV-05 | Structural Steel | Mobilization For Steel/Reinforcement | 40.2055 | 5% | 42.2158 | TONS | 3 | 126.6473 | 62.2844 |  | 186.8533 | 7888.1569 | 7888.1569
|  |  | DIV-06 |  | Wood, Plastic & Composite | [11 empty] | 8358.208
Blocking
112 | A-107 | A-601-A-608 | DIV-06 | Framer Lumber | 2x4 Blocking for bath accessories | 98 | 5% | 102.9 | LF | 0.05 | 5.145 | 38.5084 | 198.1258 | 1.092 | 112.3668 | 310.4926
113 | A-107 | A-601-A-608 | DIV-06 | Framer Lumber | 2x6 Blocking for millwork | 1048 | 5% | 1100.4 | LF | 0.054 | 59.4216 | 38.5084 | 2288.2315 | 1.21 | 1331.484 | 3619.7155
114 | A-107 | A-601-A-608 | DIV-06 | Framer Lumber | 2x8 Blocking for Parapet wall | 396 | 5% | 415.8 | LF | 0.058 | 24.1164 | 38.5084 | 928.6843 | 1.67 | 694.386 | 1623.0703
115 | A-201 & A-202 | A-201 & A-202 | DIV-06 | Framer Lumber | 2x10 Wood fascia | 149.03 | 5% | 156.4815 | LF | 0.062 | 9.7019 | 38.5084 | 373.603 | 2.02 | 316.0926 | 689.6956
116 | A-201 & A-202 | A-201 & A-202 | DIV-06 | Framer Lumber | 2x8 P.T Wood blocking fascia | 33 | 5% | 34.65 | LF | 0.058 | 2.0097 | 38.5084 | 77.3904 | 1.87 | 64.7955 | 142.1859
117 | SA.1 | A-104 | DIV-06 | Sheathing | 3/8" Plywood Sheathing below the countertops | 645 | 5% | 677.25 | SF | 0.022 | 14.8995 | 38.5084 | 573.7561 | 1.5156 | 1026.457 | 1600.2131
Equipment Support Framing
118 | SA.1 | A-104 | DIV-05 | Sheathing | 3/4" Plywood Sheathing | 88 | 5% | 92.4 | SF | 0.022 | 2.0328 | 38.5084 | 78.2799 | 1.5156 | 140.0438 | 218.3237
119 | A-107 | A-601-A-608 | DIV-06 | Framer Lumber | 4x4 Wood post (13'-0" H) | 2 | 0% | 2 | EA | 0.8 | 1.6 | 38.5084 | 61.6135 | 46.449 | 92.898 | 154.5115
|  |  | DIV-07 |  | Thermal And Moisture Protection | [11 empty] | 249374.1698
Roofing
120 | A-106 | A-106 | DIV-07 | Roofer | .060 Non-reinforced fully adhere TPO roofing membrane | 11310.72 | 5% | 11876.256 | SF | 0.012 | 142.5151 | 55.8167 | 7954.7192 | 1.2 | 14251.5072 | 22206.2264
121 | A-106 | A-106 | DIV-07 | Water Proofing & Damp Proofing | Vapor barrier | 10302.82 | 5% | 10817.961 | SF | 0.004 | 43.2718 | 69.3528 | 3001.0219 | 0.2 | 2163.5922 | 5164.6141
122 | A-106 | A-106 | DIV-07 | Water Proofing & Damp Proofing | 5-1/2" Polyiso (R=31) Rigid insulation (Mechanically fastened) | 10302.82 | 5% | 10817.961 | SF | 0.025 | 270.449 | 69.3528 | 18756.387 | 4.6043 | 49808.7472 | 68565.1342
123 | A-106 | A-106 | DIV-07 | Roofer | 1/2" Recovery board (dense glass or equal) | 10302.82 | 5% | 10817.961 | SF | 0.012 | 129.8155 | 55.8167 | 7245.873 | 0.84344 | 9124.274 | 16370.147
124 | A-106 | A-303 | DIV-07 | Roofer | Standing seam metal roof (2:12) | 473.2698 | 5% | 496.9333 | SF | 0.065 | 32.3007 | 55.8167 | 1802.9161 | 3.2 | 1590.1865 | 3393.1026
125 | A-106 | A-303 | DIV-07 | Water Proofing & Damp Proofing | Batt insulation (R=30) | 473.2698 | 5% | 496.9333 | SF | 0.01 | 4.9693 | 69.3528 | 344.637 | 1.1 | 546.6266 | 891.2636
126 | A-106 | A-303 | DIV-07 | Water Proofing & Damp Proofing | Vapor barrier | 473.2698 | 5% | 496.9333 | SF | 0.004 | 1.9877 | 69.3528 | 137.8548 | 0.2 | 99.3867 | 237.2414
127 | A-106 | A-303 | DIV-07 | Roofer | 1/2" Recovery board | 473.2698 | 5% | 496.9333 | SF | 0.012 | 5.9632 | 55.8167 | 332.846 | 0.84344 | 419.1322 | 751.9782
128 | A-106 | A-303 | DIV-07 | Roofer | Cont. ice and water shield | 473.2698 | 5% | 496.9333 | SF | 0.01 | 4.9693 | 55.8167 | 277.3717 | 1.0483 | 520.9407 | 798.3124
129 | A-106 | A-106 | DIV-07 | Roofer | Cricket roof | 1468.86 | 5% | 1542.303 | SF | 0.1 | 154.2303 | 55.8167 | 8608.6245 | 3.4 | 5243.8302 | 13852.4547
130 | A-106 | A-106 | DIV-07 | Roofer | .040 Aluminum parapet coping | 395.84 | 5% | 415.632 | LF | 0.04 | 16.6253 | 55.8167 | 927.9681 | 4.4 | 1828.7808 | 2756.7489
131 | A-106 | A-106 | DIV-07 | Roofer | Continuous snow guard system | 13.63 | 5% | 14.3115 | LF | 0.041 | 0.58677 | 55.8167 | 32.7516 | 4.25 | 60.8239 | 93.5755
132 | A-106 | A-106 | DIV-07 | Roofer | Aluminum flashing drip edge | 14.84 | 5% | 15.582 | LF | 0.042 | 0.65444 | 55.8167 | 36.5289 | 4.4 | 68.5608 | 105.0897
133 | A-106 | A-106 | DIV-07 | Roofer | Sealant | 181.65 | 5% | 190.7325 | LF | 0.016 | 3.0517 | 55.8167 | 170.3369 | 0.05 | 9.5366 | 179.8735
134 | A-106 | A-106 | DIV-07 | Roofer | 5" .040 Aluminum seamless gutter with splash guard | 40.97 | 5% | 43.0185 | LF | 0.065 | 2.7962 | 55.8167 | 156.0748 | 3.02 | 129.9159 | 285.9906
135 | A-106 | A-106 | DIV-07 | Roofer | 3" x 5" .040 Aluminum downspout (15'-6" H) | 62 | 5% | 65.1 | LF | 0.06 | 3.906 | 55.8167 | 218.02 | 2.7263 | 177.4789 | 395.4989
136 | A-106 | A-106 | DIV-07 | Roofer | 24" x 24" Pressure sensitive walkway pad | 131 | 0% | 131 | EA | 0.425 | 55.675 | 55.8167 | 3107.5941 | 25.5554 | 3347.7632 | 6455.3573
137 | A-106 | A-106 | DIV-07 | Roofer | Pre-molded pressure sensitive pipe seal | 3 | 5% | 3.15 | LF | 0.1 | 0.315 | 55.8167 | 17.5823 | 1.1 | 3.465 | 21.0473
138 | A-106 | A-106 | DIV-07 | Roofer | Stainless steel clamping ring | 3 | 0% | 3 | EA | 0.65 | 1.95 | 55.8167 | 108.8425 | 16.8 | 50.4 | 159.2425
139 | A-106 | A-106 | DIV-07 | Roofer | Water cut-off mastic | 3 | 5% | 3.15 | LF | 0.1 | 0.315 | 55.8167 | 17.5823 | 0.876 | 2.7594 | 20.3417
140 | A-106 | A-106 | DIV-07 | Roofer | 8" Wide aluminum through wall scupper w/ metal grate | 4 | 0% | 4 | EA | 1.627 | 6.508 | 55.8167 | 363.255 | 618.6533 | 2474.6133 | 2837.8683
141 | A-106 | A-106 | DIV-07 | Roofer | Overflow drain | 4 | 0% | 4 | EA | 1.248 | 4.992 | 55.8167 | 278.6369 | 95.51 | 382.04 | 660.6769
142 | A-106 | A-106 | DIV-07 | Roofer | Roof drain | 4 | 0% | 4 | EA | 1.103 | 4.412 | 55.8167 | 246.2632 | 57.65 | 230.6 | 476.8632
Roof Curb
143 | A-106 | A-106 | DIV-07 | Roofer | .040 Aluminum curb counter flashing | 118.58 | 5% | 124.509 | LF | 0.042 | 5.2294 | 55.8167 | 291.8866 | 3.6 | 448.2324 | 740.119
144 | A-106 | A-106 | DIV-07 | Roofer | 2x8 Wood blocking | 119 | 5% | 124.95 | LF | 0.058 | 7.2471 | 55.8167 | 404.5091 | 1.67 | 208.6665 | 613.1756
145 | A-106 | A-106 | DIV-07 | Roofer | (3) 2x6 P.T Wood blocking | 357 | 5% | 374.85 | LF | 0.054 | 20.2419 | 55.8167 | 1129.8358 | 1.44 | 539.784 | 1669.6198
146 | A-106 | A-106 | DIV-07 | Roofer | Lap sealant | 119 | 5% | 124.95 | LF | 0.02 | 2.499 | 55.8167 | 139.4859 | 0.32 | 39.984 | 179.4699
147 | A-106 | A-106 | DIV-07 | Roofer | .040 Aluminum flashing | 119 | 5% | 124.95 | LF | 0.042 | 5.2479 | 55.8167 | 292.9204 | 3.6 | 449.82 | 742.7404
Exterior Finish
148 | A-201 & A-202 | A-201 & A-202 | DIV-07 | Paneling - Other | ALUMINUM PANEL "ACM-01" Color: GRANITE | 3015.8439 | 5% | 3166.6361 | SF | 0.12 | 379.9963 | 65.4627 | 24875.5899 | 15.5 | 49082.8595 | 73958.4494
149 | A-201 & A-202 | A-201 & A-202 | DIV-07 | Siding Contractor | WOOD GRAIN CEMENT BOARD "WD-01" Color: CEDAR | 1380.94 | 5% | 1449.987 | SF | 0.035 | 50.7495 | 77.1726 | 3916.4762 | 2.2702 | 3291.8157 | 7208.292
150 | A-201 & A-202 | A-201 & A-202 | DIV-07 | Siding Contractor | Aluminum fascia "FS-01" Color: MATTE BLACK | 149.03 | 5% | 156.4815 | LF | 0.035 | 5.4769 | 77.1726 | 422.6632 | 2.15 | 336.4352 | 759.0984
151 | A-201 & A-202 | A-201 & A-202 | DIV-07 | Siding Contractor | J channel trim | 149.03 | 5% | 156.4815 | LF | 0.048 | 7.5111 | 77.1726 | 579.6523 | 4.5 | 704.1668 | 1283.8191
152 | A-201 & A-202 | A-201 & A-202 | DIV-07 | Siding Contractor | drip edge | 149.03 | 5% | 156.4815 | LF | 0.042 | 6.5722 | 77.1726 | 507.1958 | 3.6 | 563.3334 | 1070.5292
153 | A-201 & A-202 | A-201 & A-202 | DIV-07 | Siding Contractor | Soffit panel | 149.03 | 5% | 156.4815 | LF | 0.03 | 4.6944 | 77.1726 | 362.2827 | 1.6717 | 261.5849 | 623.8676
154 | A-201 & A-202 | A-201 & A-202 | DIV-07 | Siding Contractor | Aluminum fascia | 33 | 5% | 34.65 | LF | 0.035 | 1.2127 | 77.1726 | 93.5911 | 2.15 | 74.4975 | 168.0886
155 | A-101 | A-304 | DIV-07 | Finish Carpenter | .040 Aluminum sill flashing | 197 | 5% | 206.85 | LF | 0.042 | 8.6877 | 69.5599 | 604.3151 | 3.6 | 744.66 | 1348.9751
156 | A-101 | A-304 | DIV-07 | Finish Carpenter | .040 Aluminum flashing @ window | 886.72 | 5% | 931.056 | LF | 0.042 | 39.1044 | 69.5599 | 2720.0929 | 3.6 | 3351.8016 | 6071.8945
Opening Sealant
157 |  |  | DIV-07 | Joint Sealants | Sealant | 1672 | 5% | 1755.6 | LF | 0.016 | 28.0896 | 66.3374 | 1863.3917 | 0.05 | 87.78 | 1951.1717
158 |  |  | DIV-07 | Paneling - Other | Scaffolding/Lifts Exterior (H= 15') | 4905 | 5% | 5150.25 | SF | 0.009 | 46.3523 | 65.4627 | 3034.3439 |  | 0 | 3034.3439
159 |  |  | DIV-07 | Siding Contractor | Scaffolding/Lifts Exterior (H= 16') | 1744 | 5% | 1831.2 | SF | 0.009 | 16.4808 | 77.1726 | 1271.8668 |  | 0 | 1271.8668
|  |  | DIV-08 |  | Openings | [11 empty] | 300262.0042
Doors
160 | A-401 | A-401 | DIV-08 | Doors & Hardware | (6'-0" X 8'-0") Aluminum Door Type "A" With Aluminum Frame | 3 | 0% | 3 | EA | 7.12 | 21.36 | 69.5599 | 1485.7984 | 2328 | 6984 | 8469.7984
161 | A-401 | A-401 | DIV-08 | Doors & Hardware | (3'-0" X 8'-0") Wooden Door Type "B" With Hollow Metal Frame | 2 | 0% | 2 | EA | 4.665 | 9.33 | 69.5599 | 648.9934 | 684 | 1368 | 2016.9934
162 | A-401 | A-401 | DIV-08 | Doors & Hardware | (3'-0" X 8'-0") Hollow Metal Door Type "C" With Hollow Metal Frame | 1 | 0% | 1 | EA | 5.125 | 5.125 | 69.5599 | 356.4942 | 1092 | 1092 | 1448.4942
163 | A-401 | A-401 | DIV-08 | Doors & Hardware | (3'-0" X 8'-0") Wooden Door Type "C" With Hollow Metal Frame | 1 | 0% | 1 | EA | 4.665 | 4.665 | 69.5599 | 324.4967 | 684 | 684 | 1008.4967
164 | A-401 | A-401 | DIV-08 | Doors & Hardware | (3'-0" X 8'-0") Hollow Metal Door Type "D" With Hollow Metal Frame | 2 | 0% | 2 | EA | 5.125 | 10.25 | 69.5599 | 712.9885 | 1092 | 2184 | 2896.9885
165 | A-401 | A-401 | DIV-08 | Doors & Hardware | (2'-0" X 8'-0") Wooden Door Type "E" With Hollow Metal Frame | 1 | 0% | 1 | EA | 3.825 | 3.825 | 69.5599 | 266.0664 | 456 | 456 | 722.0664
166 | A-401 | A-401 | DIV-08 | Doors & Hardware | (3'-0" X 8'-0") Hollow Metal Door Type "E" With Hollow Metal Frame | 1 | 0% | 1 | EA | 5.125 | 5.125 | 69.5599 | 356.4942 | 1092 | 1092 | 1448.4942
167 | A-401 | A-401 | DIV-08 | Doors & Hardware | (3'-0" X 8'-0") Wooden Door Type "E" With Hollow Metal Frame | 22 | 0% | 22 | EA | 4.665 | 102.63 | 69.5599 | 7138.9274 | 684 | 15048 | 22186.9274
168 | A-401 | A-401 | DIV-08 | Doors & Hardware | (3'-0" X 8'-0") Aluminum Door Type "G" With Aluminum Frame | 2 | 0% | 2 | EA | 4.945 | 9.89 | 69.5599 | 687.9469 | 1164 | 2328 | 3015.9469
169 | A-401 | A-401 | DIV-08 | Doors & Hardware | (3'-0" X 8'-0") Aluminum Door Type "H" With Aluminum Frame | 1 | 0% | 1 | EA | 4.945 | 4.945 | 69.5599 | 343.9735 | 1164 | 1164 | 1507.9735
170 | A-401 | A-401 | DIV-08 | Doors & Hardware | (3'-0" X 8'-0") Wooden Door Type "J" With Hollow Metal Frame | 8 | 0% | 8 | EA | 4.665 | 37.32 | 69.5599 | 2595.9736 | 684 | 5472 | 8067.9736
171 | A-401 | A-401 | DIV-08 | Doors & Hardware | (3'-0" X 8'-0") Wooden Door Type "K" With Hollow Metal Frame | 4 | 0% | 4 | EA | 4.665 | 18.66 | 69.5599 | 1297.9868 | 684 | 2736 | 4033.9868
172 | A-401 | A-401 | DIV-08 | Doors & Hardware | (4'-0" X 8'-0") Wooden Door Type "L" With Hollow Metal Frame | 1 | 0% | 1 | EA | 4.889 | 4.889 | 69.5599 | 340.0781 | 912 | 912 | 1252.0781
173 | A-401 | A-401 | DIV-08 | Doors & Hardware | (3'-0" X 8'-0") Aluminum Door Type "M" With Aluminum Frame | 1 | 0% | 1 | EA | 4.945 | 4.945 | 69.5599 | 343.9735 | 1164 | 1164 | 1507.9735
174 | A-401 | A-401 | DIV-08 | Doors & Hardware | (3'-0" X 8'-0") Aluminum Door Type "N" With Aluminum Frame | 2 | 0% | 2 | EA | 4.945 | 9.89 | 69.5599 | 687.9469 | 1164 | 2328 | 3015.9469
175 | A-401 | A-401 | DIV-08 | Doors & Hardware | (3'-0" X 8'-0") Wooden Door Type "O" With Hollow Metal Frame | 1 | 0% | 1 | EA | 4.665 | 4.665 | 69.5599 | 324.4967 | 684 | 684 | 1008.4967
Door Hardware
176 | A-401 | A-401 | DIV-08 | Doors & Hardware | Hardware Set "HW-1" 1 BOTTOM PATCH 1 DOOR TOP PATCH RAIL 1 PIVOT 1 DEADBOLT 1 MORTISE CYLINDER 1 CYLINDER CORE 1 TUMBTURN CYLINDER 2 PULL 1 DOOR STOP (WALL / FLOOR) | 3 | 0% | 3 | EA | 1.598 | 4.794 | 69.5599 | 333.4699 | 816.52 | 2449.56 | 2783.0299
177 | A-401 | A-401 | DIV-08 | Doors & Hardware | Hardware Set "HW-2" 1 SLIDING DOOR HDWE PF28200A7296 1 SLIDING DOOR HDWE PF134KIT 1 RIM CYLINDER 1 CYLINDER CORE 1 LOCKING PULL | 4 | 0% | 4 | EA | 2.034 | 8.136 | 69.5599 | 565.9389 | 1188.21 | 4752.84 | 5318.7789
178 | A-401 | A-401 | DIV-08 | Doors & Hardware | Hardware Set "HW-3" 1 BARN DOOR I-STRAP SLIDING SYSTEM (MATTE BLACK) 1 FLUSH PULL (SET) | 9 | 0% | 9 | EA | 0.915 | 8.235 | 69.5599 | 572.8254 | 234.6 | 2111.4 | 2684.2254
179 | A-401 | A-401 | DIV-08 | Doors & Hardware | Hardware Set "HW-4" 2 CONTINUOUS HINGE 1 CONCEALED VERT ROD EXIT, EXIT ONLY 1 CONCEALED VERT. ROD EXIT, STOREROOM 1 RIM CYLINDER 2 MORTISE CYLINDER 3 CYLINDER CORE 2 DOOR PULL 2 CONC OVERHED STOP 2 DOOR CLOSER 1 THRESHOLD 1 RAIN GUARD 2 SWEEP 2 DOOR POSITION SWITCH | 2 | 0% | 2 | EA | 5.761 | 11.522 | 69.5599 | 801.4686 | 4366.14 | 8732.28 | 9533.7486
180 | A-401 | A-401 | DIV-08 | Doors & Hardware | Hardware Set "HW-5" 1 CONTINUOUS HINGE 1 MORTISE DEADLOCK 1 MORTISE CYLINDER 1 CYLINDER CORE 1 THUMBTURN CYLINDER 1 PUSH BAR & PULL 1 CONC. OVERHAED STOP 1 DOOR CLSOER 1 THRESHOLD 1 RAIN GUARD 1 SWEEP (WITH DRIP EDGE) 1 DOOR POSITION SWITCH | 3 | 0% | 3 | EA | 2.216 | 6.648 | 69.5599 | 462.4339 | 1343.38 | 4030.14 | 4492.5739
181 | A-401 | A-401 | DIV-08 | Doors & Hardware | Hardware Set "HW-6" 1 CONTINUOUS HINGE 1 RIM EXIT DEVICE, NIGHTLATCH 1 RIM CYLINDER 1 MORTISE CYLINDER 2 CYLINDER CORE 1 DOOR CLOSER 1 KICK PLATE 1 THRESHOLD 1 RAIN GUARD 1 SMOKE SEAL GASKETING (HEAD/JAMB) 1 SWEEP (WITH DRIP EDGE) 1 DOOR POSITION SWITCH 1 VIEWER | 2 | 0% | 2 | EA | 2.916 | 5.832 | 69.5599 | 405.673 | 1940.38 | 3880.76 | 4286.433
182 | A-401 | A-401 | DIV-08 | Doors & Hardware | Hardware Set "HW-8" 1 CONTINUOUS HINGE 1 STOREROOM LOCK 1 CYLINDER CORE 1 DOOR CLSOER 1 KICK PLATE 1 THRESHOLD 1 RAIN GUARD 1 SMOKE SEAL GASKETING (HEAD/JAMB) 1 SWEEP (WITH DRIP EDGE) 1 DOOR POSITION SWITCH | 1 | 0% | 1 | EA | 1.317 | 1.317 | 69.5599 | 91.6103 | 577.54 | 577.54 | 669.1503
183 | A-401 | A-401 | DIV-08 | Doors & Hardware | Hardware Set "HW-9" 2 CONTINUOUS HINGE 1 CONCEALED VERT ROD EXIT, EXIT ONLY 1 CONCEALED VERT. ROD EXIT, STOREROOM 1 RIM CYLINDER 2 MORTISE CYLINDER 3 CYLINDER CORE 2 DOOR PULL 2 DOOR CLOSER 2 DOOR STOP (WALL/FLOOR) | 1 | 0% | 1 | EA | 4.689 | 4.689 | 69.5599 | 326.1661 | 3451.59 | 3451.59 | 3777.7561
184 | A-401 | A-401 | DIV-08 | Doors & Hardware | Hardware Set "HW-10" 4 HINGE, FULL MORTISE, HEAVY WEIGHT 1 RIM EXIT DEVICE, NIGHTLATCH 1 RIM CYLINDER 1 MORTISE CYLINDER 2 CYLINDER CORE 1 DOOR CLOSER 1 KICK PLATE 3 SILENCER | 2 | 0% | 2 | EA | 2.804 | 5.608 | 69.5599 | 390.0916 | 1844.6573 | 3689.3146 | 4079.4062
185 | A-401 | A-401 | DIV-08 | Doors & Hardware | Hardware Set "HW-11" 8 HINGE, FULL MORTISE 1 DUST PROOF STRIKE 2 FLUSH BOLT (MANUAL) 1 STOREROOM LOCK 2 SURF OVERHEAD STOP 2 SILENCER | 1 | 0% | 1 | EA | 1.594 | 1.594 | 69.5599 | 110.8784 | 813.2382 | 813.2382 | 924.1166
186 | A-401 | A-401 | DIV-08 | Doors & Hardware | Hardware Set "HW-12" 4 HINGE, FULL MORTISE 1 STOREROOM LOCK 1 CYLINDER CORE 1 DOOR STOP (WALL/FLOOR) 3 SILENCER | 1 | 0% | 1 | EA | 1.016 | 1.016 | 69.5599 | 70.6728 | 320.4373 | 320.4373 | 391.1101
187 | A-401 | A-401 | DIV-08 | Doors & Hardware | Hardware Set "HW-13" 4 HINGE, FULL MORTISE 1 STOREROOM LOCK 1 CYLINDER CORE 2 SURF OVERHEAD STOP 3 SILENCER | 1 | 0% | 1 | EA | 1.869 | 1.869 | 69.5599 | 130.0074 | 1047.6473 | 1047.6473 | 1177.6547
188 | A-401 | A-401 | DIV-08 | Doors & Hardware | Hardware Set "HW-14" 4 HINGE, FULL MORTISE 1 STOREROOM LOCK 1 CYLINDER CORE 1 DOOR CLOSER 1 KICK PLATE 1 DOOR STOP (WALL/FLOOR) 3 SILENCER | 5 | 0% | 5 | EA | 1.416 | 7.08 | 69.5599 | 492.4837 | 661.4373 | 3307.1865 | 3799.6702
189 | A-401 | A-401 | DIV-08 | Doors & Hardware | Hardware Set "HW-15" 4 HINGE, FULL MORTISE 1 STOREROOM LOCK 1 CYLINDER CORE 1 DOOR CLOSER 1 KICK PLATE 3 SILENCER | 1 | 0% | 1 | EA | 1.402 | 1.402 | 69.5599 | 97.5229 | 649.9273 | 649.9273 | 747.4502
190 | A-401 | A-401 | DIV-08 | Doors & Hardware | Hardware Set "HW-16" 4 HINGE, FULL MORTISE 1 OFFICE LOCK 1 CYLINDER CORE 1 DOOR STOP (WALL/FLOOR) 3 SILENCER | 1 | 0% | 1 | EA | 1.016 | 1.016 | 69.5599 | 70.6728 | 320.4373 | 320.4373 | 391.1101
191 | A-401 | A-401 | DIV-08 | Doors & Hardware | Hardware Set "HW-17" 4 HINGE, FULL MORTISE 1 PASSAGE LATCH 1 DOOR STOP (WALL/FLOOR) 1 SMOKE SEAL GASKETING (HEAD/JAMB) 1 SWEEP | 8 | 0% | 8 | EA | 0.801 | 6.408 | 69.5599 | 445.7395 | 137.36 | 1098.88 | 1544.6195
192 | A-401 | A-401 | DIV-08 | Doors & Hardware | Hardware Set "HW-18" 4 HINGE, FULL MORTISE 1 PASSAGE LATCH 1 DOOR CLOSER 1 KICK PLATE 1 DOOR STOP (WALL/FLOOR) 3 SILENCER | 1 | 0% | 1 | EA | 1.159 | 1.159 | 69.5599 | 80.6199 | 442.2173 | 442.2173 | 522.8372
193 | A-401 | A-401 | DIV-08 | Doors & Hardware | Hardware Set "HW-19" 4 HINGE, FULL MORTISE 1 STOREROOM LOCK 1 CYLINDER CORE 1 DOOR CLOSER 1 KICK PLATE 1 DOOR STOP 3 SILENCER | 1 | 0% | 1 | EA | 1.416 | 1.416 | 69.5599 | 98.4967 | 661.4373 | 661.4373 | 759.934
194 | A-401 | A-401 | DIV-08 | Doors & Hardware | Hardware Set "HW-20" 4 HINGE, FULL MORTISE 1 PASSAGE LATCH 1 SURF OVERHED STOP 1 DOOR CLOSER 1 KICK PLATE 3 SILENCER | 1 | 0% | 1 | EA | 1.578 | 1.578 | 69.5599 | 109.7654 | 800.0673 | 800.0673 | 909.8327
195 | A-401 | A-401 | DIV-08 | Doors & Hardware | Hardware Set "HW-21" 4 HINGE, FULL MORTISE 1 PRIVACY LOCK 1 DOOR CLOSER 1 MOP PLATE 1 KICK PLATE 1 DOOR STOP (WALL/FLOOR) 1 SMOKE SEAL GASKETING (HEAD/JAMB) 1 COAT HOOK | 5 | 0% | 5 | EA | 1.421 | 7.105 | 69.5599 | 494.2227 | 665.45 | 3327.25 | 3821.4727
Windows
196 | A-101 | A-402 | DIV-08 | Window Installer | (17'-0 1/2" X 10'-0") Kawneer 451T Aluminum Window "A" With 1" Insulated Clear Tempered Glazing | 1 | 0% | 1 | EA | 59.64 | 59.64 | 69.5599 | 4148.5495 | 13650.744 | 13650.744 | 17799.2935
197 | A-101 | A-402 | DIV-08 | Window Installer | (19'-5" X 10'-0") Kawneer 451T Aluminum Window "B" With 1" Insulated Clear Tempered Glazing | 1 | 0% | 1 | EA | 67.956 | 67.956 | 69.5599 | 4727.0092 | 15554.1576 | 15554.1576 | 20281.1668
198 | A-101 | A-402 | DIV-08 | Window Installer | (9'-6" X 4'-10") Kawneer 451T Aluminum Window "C" With 1" Insulated Clear Tempered Glazing | 2 | 0% | 2 | EA | 16.0697 | 32.1394 | 69.5599 | 2235.6153 | 3678.1305 | 7356.261 | 9591.8763
199 | A-101 | A-402 | DIV-08 | Window Installer | (5'-0" X 4'-10") Kawneer 451T Aluminum Window "C.1" With 1" Insulated Clear Tempered Glazing | 1 | 0% | 1 | EA | 8.4577 | 8.4577 | 69.5599 | 588.3198 | 1935.8582 | 1935.8582 | 2524.178
200 | A-101 | A-402 | DIV-08 | Window Installer | (2'-10" X 10'-0") Kawneer 451T Aluminum Window "D" With 1" Insulated Clear Tempered Glazing | 2 | 0% | 2 | EA | 9.9155 | 19.831 | 69.5599 | 1379.4414 | 2269.5163 | 4539.0326 | 5918.474
201 | A-101 | A-402 | DIV-08 | Window Installer | (6'-0" X 5'-0") Kawneer 451T Aluminum Window "E" With 1" Insulated Clear Tempered Glazing | 3 | 0% | 3 | EA | 10.5 | 31.5 | 69.5599 | 2191.1353 | 2403.3 | 7209.9 | 9401.0353
202 | A-101 | A-402 | DIV-08 | Window Installer | (8'-9 1/2" X 5'-0") Kawneer 451T Aluminum Window "F" With 1" Insulated Clear Tempered Glazing | 1 | 0% | 1 | EA | 15.3842 | 15.3842 | 69.5599 | 1070.1261 | 3521.2351 | 3521.2351 | 4591.3612
203 | A-101 | A-402 | DIV-08 | Window Installer | (3'-8" X 5'-0") Kawneer 451T Aluminum Window "G" With 1" Insulated Clear Tempered Glazing | 3 | 0% | 3 | EA | 6.4155 | 19.2465 | 69.5599 | 1338.7837 | 1468.4163 | 4405.2489 | 5744.0326
204 | A-101 | A-402 | DIV-08 | Window Installer | (4'-0" X 10'-0") Kawneer 451T Aluminum Window "H" With 1" Insulated Clear Tempered Glazing | 9 | 0% | 9 | EA | 14 | 126 | 69.5599 | 8764.5411 | 3204.4 | 28839.6 | 37604.1411
205 | A-101 | A-402 | DIV-08 | Window Installer | (6'-0" X 5'-0") Kawneer 451T Aluminum Window "J" With 1" Insulated Clear Tempered Glazing | 1 | 0% | 1 | EA | 10.5 | 10.5 | 69.5599 | 730.3784 | 2403.3 | 2403.3 | 3133.6784
206 | A-101 | A-402 | DIV-08 | Window Installer | (3'-0" X 4'-10") Kawneer 451T Aluminum Window "K" With 1" Insulated Clear Tempered Glazing | 5 | 0% | 5 | EA | 5.0747 | 25.3732 | 69.5599 | 1764.9595 | 1161.5149 | 5807.5745 | 7572.5339
207 | A-101 | A-402 | DIV-08 | Window Installer | (4'-5 1/2" X 10'-0") Kawneer 451T Aluminum Window "N" With 1/2" Insulated Clear Tempered Glazing | 2 | 0% | 2 | EA | 15.603 | 31.206 | 69.5599 | 2170.6847 | 2197.3482 | 4394.6964 | 6565.3811
208 | A-101 | A-402 | DIV-08 | Window Installer | (6'-0" X 8'-0") Kawneer 451T Aluminum Window "O" With 1/2" Insulated Clear Tempered Glazing | 1 | 0% | 1 | EA | 16.8 | 16.8 | 69.5599 | 1168.6055 | 2365.92 | 2365.92 | 3534.5255
209 | A-101 | A-402 | DIV-08 | Window Installer | (3'-8 1/2" X 8'-0") Kawneer 451T Aluminum Window "P" With 1/2" Insulated Clear Tempered Glazing | 1 | 0% | 1 | EA | 10.3824 | 10.3824 | 69.5599 | 722.1982 | 1462.1386 | 1462.1386 | 2184.3367
210 | A-101 | A-402 | DIV-08 | Window Installer | (4'-0" X 4'-2 1/2") Kawneer 451T Aluminum Window "Q" With 1/2" Insulated Clear Tempered Glazing | 1 | 0% | 1 | EA | 5.8912 | 5.8912 | 69.5599 | 409.791 | 829.6493 | 829.6493 | 1239.4403
211 | A-101 | A-402 | DIV-08 | Window Installer | (3'-0" X 8'-0") Kawneer 451T Aluminum Window "S" With 1/2" Insulated Clear Tempered Glazing | 1 | 0% | 1 | EA | 8.4 | 8.4 | 69.5599 | 584.3027 | 1182.96 | 1182.96 | 1767.2627
212 | A-101 | A-402 | DIV-08 | Window Installer | (6'-5" X 10'-0") Kawneer 451T Aluminum Window "L" With 1/2" Insulated Clear Tempered Glazing | 1 | 0% | 1 | EA | 22.505 | 22.505 | 69.5599 | 1565.4444 | 3169.347 | 3169.347 | 4734.7914
213 | A-101 | A-402 | DIV-08 | Window Installer | (9'-11" X 10'-0") Kawneer 451T Aluminum Window "M" With 1/2" Insulated Clear Tempered Glazing | 1 | 0% | 1 | EA | 279.16 | 279.16 | 69.5599 | 19418.3277 | 4914.213 | 4914.213 | 24332.5407
Glass Partition
214 | A-107 | A-604 | DIV-08 | Glazier | Glass panel - GL-02 (6'-6" H) Material: GLASS PARTITIONS Manufacturer: 3FORM Finish: CUSTOM FROSTED WITH LOGO | 90.285 | 5% | 94.7993 | SF | 0.25 | 23.6998 | 53.1675 | 1260.0598 | 23.76 | 2252.4302 | 3512.49
215 | A-101 | A-101 | DIV-08 | Glazier | Glass partition - GL-01 (10'-0" H) Material: GLASS PARTITIONS Manufacturer: 3FORM Finish: TBD | 308.6 | 5% | 324.03 | SF | 0.25 | 81.0075 | 53.1675 | 4306.9663 | 23.76 | 7698.9528 | 12005.9191
|  |  | DIV-09 |  | Finishes | [11 empty] | 617756.9305
Stud Walls
216 |  |  |  |  | Wall Type 1 (2'-2" H) | 61.23 | 5% | 64.2915 | LF
217 | A-101 | A-001 | DIV-09 | Sheathing | (1) 5/8" Zip system sheathing on both side (4'X8' Ea.) | 4.1522 | 0% | 4.1522 | EA | 0.64 | 2.6574 | 38.5084 | 102.3316 | 43.25 | 179.5809 | 281.9125
218 | A-101 | A-001 | DIV-09 | Insulation | Closed cell spray foam insulation (R=6.8) | 132.8691 | 5% | 139.5126 | SF | 0.009 | 1.2556 | 38.5084 | 48.3517 | 1.7025 | 237.5201 | 285.8718
219 | A-101 | A-001 | DIV-09 | Framer Light Gauge | 6" 16GA Metal Studs @ 16" O.C. (8' H) | 15.3459 | 0% | 15.3459 | EA | 0.56 | 8.5937 | 38.5084 | 330.9291 | 35.55 | 545.5455 | 876.4746
220 | A-101 | A-001 | DIV-09 | Framer Light Gauge | 6" Top and Bottom track | 122.46 | 5% | 128.583 | LF | 0.07 | 9.0008 | 38.5084 | 346.6069 | 4.4438 | 571.3907 | 917.9976
221 | A-101 | A-001 | DIV-09 | Framer Light Gauge | Horizontal C.R. channel @ 4'-0" O.C Vertical | 33.2173 | 5% | 34.8781 | LF | 0.05 | 1.7439 | 38.5084 | 67.1551 | 0.9575 | 33.3958 | 100.5509
222 | A-101 | A-001 | DIV-09 | Joint Sealants | Acoustical Sealant at top and bottom of walls on each side | 244.92 | 5% | 257.166 | LF | 0.016 | 4.1147 | 66.3374 | 272.9557 | 0.05 | 12.8583 | 285.814
223 |  |  |  |  | Wall Type 1 (3'-6" H) | 22.16 | 5% | 23.268 | LF
224 | A-101 | A-001 | DIV-09 | Sheathing | (1) 5/8" Zip system sheathing on exterior side (4'X8' Ea.) | 2.4238 | 0% | 2.4238 | EA | 0.64 | 1.5512 | 38.5084 | 59.7342 | 43.25 | 104.8272 | 164.5614
225 | A-101 | A-001 | DIV-09 | Dry Waller | (1) 5/8" Gypsum board on interior side (4'X8' Ea.) | 78.2691 | 0% | 78.2691 | EA | 0.48 | 37.5692 | 38.5084 | 1446.7294 | 10.56 | 826.5219 | 2273.2513
226 | A-101 | A-001 | DIV-09 | Insulation | Closed cell spray foam insulation (R=6.8) | 77.56 | 5% | 81.438 | SF | 0.009 | 0.73294 | 38.5084 | 28.2244 | 1.7025 | 138.6482 | 166.8726
227 | A-101 | A-001 | DIV-09 | Framer Light Gauge | 6" 16GA Metal Studs @ 16" O.C. (8' H) | 8.3308 | 0% | 8.3308 | EA | 0.56 | 4.6653 | 38.5084 | 179.6519 | 35.55 | 296.1609 | 475.8128
228 | A-101 | A-001 | DIV-09 | Framer Light Gauge | 6" Top and Bottom track | 44.32 | 5% | 46.536 | LF | 0.07 | 3.2575 | 38.5084 | 125.4419 | 4.4438 | 206.7944 | 332.2363
229 | A-101 | A-001 | DIV-09 | Framer Light Gauge | Horizontal C.R. channel @ 4'-0" O.C Vertical | 19.39 | 5% | 20.3595 | LF | 0.05 | 1.018 | 38.5084 | 39.2006 | 0.9575 | 19.4942 | 58.6948
230 | A-101 | A-001 | DIV-09 | Joint Sealants | Acoustical Sealant at top and bottom of walls on each side | 88.64 | 5% | 93.072 | LF | 0.016 | 1.4892 | 66.3374 | 98.7865 | 0.05 | 4.6536 | 103.4401
231 |  |  |  |  | Wall Type 1 (4'-0" H) | 9.22 | 5% | 9.681 | LF
232 | A-101 | A-001 | DIV-09 | Sheathing | (1) 5/8" Zip system sheathing on exterior side (4'X8' Ea.) | 1.1525 | 0% | 1.1525 | EA | 0.64 | 0.7376 | 38.5084 | 28.4038 | 43.25 | 49.8456 | 78.2494
233 | A-101 | A-001 | DIV-09 | Dry Waller | (1) 5/8" Gypsum board on interior side (4'X8' Ea.) | 1.1525 | 0% | 1.1525 | EA | 0.48 | 0.5532 | 38.5084 | 21.3029 | 10.56 | 12.1704 | 33.4733
234 | A-101 | A-001 | DIV-09 | Insulation | Closed cell spray foam insulation (R=6.8) | 36.88 | 5% | 38.724 | SF | 0.009 | 0.34852 | 38.5084 | 13.4208 | 1.7025 | 65.9276 | 79.3484
235 | A-101 | A-001 | DIV-09 | Framer Light Gauge | 6" 16GA Metal Studs @ 16" O.C. (8' H) | 3.4662 | 0% | 3.4662 | EA | 0.56 | 1.9411 | 38.5084 | 74.7469 | 35.55 | 123.2222 | 197.969
236 | A-101 | A-001 | DIV-09 | Framer Light Gauge | 6" Top and Bottom track | 18.44 | 5% | 19.362 | LF | 0.07 | 1.3553 | 38.5084 | 52.192 | 4.4438 | 86.0399 | 138.2319
237 | A-101 | A-001 | DIV-09 | Framer Light Gauge | Horizontal C.R. channel @ 4'-0" O.C Vertical | 9.22 | 5% | 9.681 | LF | 0.05 | 0.48405 | 38.5084 | 18.64 | 0.9575 | 9.2696 | 27.9096
238 | A-101 | A-001 | DIV-09 | Joint Sealants | Acoustical Sealant at top and bottom of walls on each side | 36.88 | 5% | 38.724 | LF | 0.016 | 0.61958 | 66.3374 | 41.1016 | 0.05 | 1.9362 | 43.0378
239 |  |  |  |  | Wall Type 1 (4'-6" H) | 22.03 | 5% | 23.1315 | LF
240 | A-101 | A-001 | DIV-09 | Sheathing | (1) 5/8" Zip system sheathing on exterior side (4'X8' Ea.) | 3.098 | 0% | 3.098 | EA | 0.64 | 1.9827 | 38.5084 | 76.3506 | 43.25 | 133.9871 | 210.3378
241 | A-101 | A-001 | DIV-09 | Dry Waller | (1) 5/8" Gypsum board on interior side (4'X8' Ea.) | 3.098 | 0% | 3.098 | EA | 0.48 | 1.487 | 38.5084 | 57.263 | 10.56 | 32.7146 | 89.9775
242 | A-101 | A-001 | DIV-09 | Insulation | Closed cell spray foam insulation (R=6.8) | 99.135 | 5% | 104.0918 | SF | 0.009 | 0.93683 | 38.5084 | 36.0757 | 1.7025 | 177.2162 | 213.2919
243 | A-101 | A-001 | DIV-09 | Framer Light Gauge | 6" 16GA Metal Studs @ 16" O.C. (8' H) | 8.282 | 0% | 8.282 | EA | 0.56 | 4.6379 | 38.5084 | 178.598 | 35.55 | 294.4235 | 473.0215
244 | A-101 | A-001 | DIV-09 | Framer Light Gauge | 6" Top and Bottom track | 44.06 | 5% | 46.263 | LF | 0.07 | 3.2384 | 38.5084 | 124.706 | 4.4438 | 205.5812 | 330.2872
245 | A-101 | A-001 | DIV-09 | Framer Light Gauge | Horizontal C.R. channel @ 4'-0" O.C Vertical | 24.7838 | 5% | 26.0229 | LF | 0.05 | 1.3011 | 38.5084 | 50.1051 | 0.9575 | 24.917 | 75.0221
246 | A-101 | A-001 | DIV-09 | Joint Sealants | Acoustical Sealant at top and bottom of walls on each side | 88.12 | 5% | 92.526 | LF | 0.016 | 1.4804 | 66.3374 | 98.207 | 0.05 | 4.6263 | 102.8333
247 |  |  |  |  | Wall Type 1 (14'-6" H) | 325.49 | 5% | 341.7645 | LF
248 | A-101 | A-001 | DIV-09 | Sheathing | (1) 5/8" Zip system sheathing on exterior side (4'X8' Ea.) | 162.745 | 0% | 162.745 | EA | 0.832 | 135.4038 | 38.5084 | 5214.1869 | 43.25 | 7038.7213 | 12252.9082
249 | A-101 | A-001 | DIV-09 | Dry Waller | (1) 5/8" Gypsum board on interior side (4'X8' Ea.) | 132.2303 | 0% | 132.2303 | EA | 0.608 | 80.396 | 38.5084 | 3095.9235 | 10.56 | 1396.3521 | 4492.2756
250 | A-101 | A-001 | DIV-09 | Insulation | Closed cell spray foam insulation (R=6.8) | 4719.605 | 5% | 4955.5853 | SF | 0.011 | 54.5114 | 38.5084 | 2099.1489 | 1.7025 | 8436.8839 | 10536.0328
251 | A-101 | A-001 | DIV-09 | Framer Light Gauge | 6" 16GA Metal Studs @ 16" O.C. (16' H) | 324.7293 | 0% | 324.7293 | EA | 1.44 | 467.6102 | 38.5084 | 18006.9275 | 71.1 | 23088.2549 | 41095.1823
252 | A-101 | A-001 | DIV-09 | Framer Light Gauge | 6" Top and Bottom track | 650.98 | 5% | 683.529 | LF | 0.09 | 61.5176 | 38.5084 | 2368.9455 | 4.4438 | 3037.432 | 5406.3775
253 | A-101 | A-001 | DIV-09 | Framer Light Gauge | Horizontal C.R. channel @ 4'-0" O.C Vertical | 1179.9013 | 5% | 1238.8963 | LF | 0.05 | 61.9448 | 38.5084 | 2385.3965 | 0.9575 | 1186.2432 | 3571.6397
254 | A-101 | A-001 | DIV-09 | Joint Sealants | Acoustical Sealant at top and bottom of walls on each side | 1301.96 | 5% | 1367.058 | LF | 0.016 | 21.8729 | 66.3374 | 1450.9937 | 0.05 | 68.3529 | 1519.3466
255 |  |  |  |  | Wall Type 1 (15'-2" H) | 43.26 | 5% | 45.423 | LF
256 | A-101 | A-001 | DIV-09 | Sheathing | (1) 5/8" Zip system sheathing on exterior side (4'X8' Ea.) | 23.428 | 0% | 23.428 | EA | 0.832 | 19.4921 | 38.5084 | 750.6095 | 43.25 | 1013.2607 | 1763.8702
257 | A-101 | A-001 | DIV-09 | Dry Waller | (1) 5/8" Gypsum board on interior side (4'X8' Ea.) | 17.5744 | 0% | 17.5744 | EA | 0.608 | 10.6852 | 38.5084 | 411.4709 | 10.56 | 185.5854 | 597.0563
258 | A-101 | A-001 | DIV-09 | Insulation | Closed cell spray foam insulation (R=6.8) | 656.2542 | 5% | 689.0669 | SF | 0.011 | 7.5797 | 38.5084 | 291.8836 | 1.7025 | 1173.1364 | 1465.02
259 | A-101 | A-001 | DIV-09 | Framer Light Gauge | 6" 16GA Metal Studs @ 16" O.C. (10' H) | 46.5263 | 0% | 46.5263 | EA | 0.8 | 37.2211 | 38.5084 | 1433.3236 | 44.4375 | 2067.5132 | 3500.8368
260 | A-101 | A-001 | DIV-09 | Framer Light Gauge | 6" Top and Bottom track | 86.52 | 5% | 90.846 | LF | 0.08 | 7.2677 | 38.5084 | 279.8668 | 4.4438 | 403.6969 | 683.5637
261 | A-101 | A-001 | DIV-09 | Framer Light Gauge | Horizontal C.R. channel @ 4'-0" O.C Vertical | 164.0635 | 5% | 172.2667 | LF | 0.05 | 8.6133 | 38.5084 | 331.6859 | 0.9575 | 164.9454 | 496.6313
262 | A-101 | A-001 | DIV-09 | Joint Sealants | Acoustical Sealant at top and bottom of walls on each side | 173.04 | 5% | 181.692 | LF | 0.016 | 2.9071 | 66.3374 | 192.8477 | 0.05 | 9.0846 | 201.9323
263 |  |  |  |  | Wall Type 1 (15'-6" H) | 48.15 | 5% | 50.5575 | LF
264 | A-101 | A-001 | DIV-09 | Sheathing | (1) 5/8" Zip system sheathing on exterior side (4'X8' Ea.) | 27.0844 | 0% | 27.0844 | EA | 0.832 | 22.5342 | 38.5084 | 867.7563 | 43.25 | 1171.3992 | 2039.1555
265 | A-101 | A-001 | DIV-09 | Dry Waller | (1) 5/8" Gypsum board on interior side (4'X8' Ea.) | 19.5609 | 0% | 19.5609 | EA | 0.608 | 11.893 | 38.5084 | 457.9825 | 10.56 | 206.5635 | 664.546
266 | A-101 | A-001 | DIV-09 | Insulation | Closed cell spray foam insulation (R=6.8) | 746.325 | 5% | 783.6413 | SF | 0.011 | 8.6201 | 38.5084 | 331.9446 | 1.7025 | 1334.1492 | 1666.0938
267 | A-101 | A-001 | DIV-09 | Framer Light Gauge | 6" 16GA Metal Studs @ 16" O.C. (16' H) | 50.203 | 0% | 50.203 | EA | 1.44 | 72.2923 | 38.5084 | 2783.8629 | 71.1 | 3569.4338 | 6353.2967
268 | A-101 | A-001 | DIV-09 | Framer Light Gauge | 6" Top and Bottom track | 96.3 | 5% | 101.115 | LF | 0.09 | 9.1003 | 38.5084 | 350.44 | 4.4438 | 449.3298 | 799.7698
269 | A-101 | A-001 | DIV-09 | Framer Light Gauge | Horizontal C.R. channel @ 4'-0" O.C Vertical | 186.5812 | 5% | 195.9103 | LF | 0.05 | 9.7955 | 38.5084 | 377.2098 | 0.9575 | 187.5841 | 564.7939
270 | A-101 | A-001 | DIV-09 | Joint Sealants | Acoustical Sealant at top and bottom of walls on each side | 192.6 | 5% | 202.23 | LF | 0.016 | 3.2357 | 66.3374 | 214.6467 | 0.05 | 10.1115 | 224.7582
271 |  |  |  |  | Wall Type 1 (16'-3" H) | 26.84 | 5% | 28.182 | LF
272 | A-101 | A-001 | DIV-09 | Sheathing | (1) 5/8" Zip system sheathing on exterior side (4'X8' Ea.) | 16.3556 | 0% | 16.3556 | EA | 0.832 | 13.6079 | 38.5084 | 524.0179 | 43.25 | 707.3808 | 1231.3986
273 | A-101 | A-001 | DIV-09 | Dry Waller | (1) 5/8" Gypsum board on interior side (4'X8' Ea.) | 10.9038 | 0% | 10.9038 | EA | 0.608 | 6.6295 | 38.5084 | 255.2908 | 10.56 | 115.1436 | 370.4344
274 | A-101 | A-001 | DIV-09 | Insulation | Closed cell spray foam insulation (R=6.8) | 436.15 | 5% | 457.9575 | SF | 0.011 | 5.0375 | 38.5084 | 193.9874 | 1.7025 | 779.6726 | 973.66
275 | A-101 | A-001 | DIV-09 | Framer Light Gauge | 6" 16GA Metal Studs @ 16" O.C. (18' H) | 28.1805 | 0% | 28.1805 | EA | 1.62 | 45.6523 | 38.5084 | 1757.9988 | 79.9875 | 2254.0838 | 4012.0826
276 | A-101 | A-001 | DIV-09 | Framer Light Gauge | 6" Top and Bottom track | 53.68 | 5% | 56.364 | LF | 0.09 | 5.0728 | 38.5084 | 195.3439 | 4.4438 | 250.4675 | 445.8115
277 | A-101 | A-001 | DIV-09 | Framer Light Gauge | Horizontal C.R. channel @ 4'-0" O.C Vertical | 109.0375 | 5% | 114.4894 | LF | 0.05 | 5.7245 | 38.5084 | 220.4402 | 0.9575 | 109.6236 | 330.0638
278 | A-101 | A-001 | DIV-09 | Joint Sealants | Acoustical Sealant at top and bottom of walls on each side | 107.36 | 5% | 112.728 | LF | 0.016 | 1.8036 | 66.3374 | 119.6494 | 0.05 | 5.6364 | 125.2858
279 |  |  |  |  | Wall Type 1 (17'-8" H) | 32.14 | 5% | 33.747 | LF
280 | A-101 | A-001 | DIV-09 | Sheathing | (1) 5/8" Zip system sheathing on exterior side (4'X8' Ea.) | 20.5093 | 0% | 20.5093 | EA | 0.832 | 17.0638 | 38.5084 | 657.0986 | 43.25 | 887.0288 | 1544.1275
281 | A-101 | A-001 | DIV-09 | Dry Waller | (1) 5/8" Gypsum board on interior side (4'X8' Ea.) | 14.5634 | 0% | 14.5634 | EA | 0.608 | 8.8546 | 38.5084 | 340.9754 | 10.56 | 153.7899 | 494.7653
282 | A-101 | A-001 | DIV-09 | Insulation | Closed cell spray foam insulation (R=6.8) | 567.9138 | 5% | 596.3095 | SF | 0.011 | 6.5594 | 38.5084 | 252.5923 | 1.7025 | 1015.2169 | 1267.8092
283 | A-101 | A-001 | DIV-09 | Framer Light Gauge | 6" 16GA Metal Studs @ 16" O.C. (18' H) | 54.1654 | 0% | 54.1654 | EA | 1.62 | 87.748 | 38.5084 | 3379.035 | 79.9875 | 4332.556 | 7711.591
284 | A-101 | A-001 | DIV-09 | Framer Light Gauge | 6" Top and Bottom track | 64.28 | 5% | 67.494 | LF | 0.09 | 6.0745 | 38.5084 | 233.9178 | 4.4438 | 299.9265 | 533.8443
285 | A-101 | A-001 | DIV-09 | Framer Light Gauge | Horizontal C.R. channel @ 4'-0" O.C Vertical | 141.9785 | 5% | 149.0774 | LF | 0.05 | 7.4539 | 38.5084 | 287.0366 | 0.9575 | 142.7416 | 429.7782
286 | A-101 | A-001 | DIV-09 | Joint Sealants | Acoustical Sealant at top and bottom of walls on each side | 128.56 | 5% | 134.988 | LF | 0.016 | 2.1598 | 66.3374 | 143.2761 | 0.05 | 6.7494 | 150.0255
287 |  |  |  |  | 6" Metal Stud @ 16" O.C (8'-6" H) | 8.63 | 5% | 9.0615 | LF
288 | A-101 | A-001 | DIV-09 | Sheathing | (1) 5/8" Zip system sheathing on exterior side (4'X8' Ea.) | 2.2923 | 0% | 2.2923 | EA | 0.704 | 1.6138 | 38.5084 | 62.1453 | 43.25 | 99.1439 | 161.2891
289 | A-101 | A-001 | DIV-09 | Framer Light Gauge | 6" 16GA Metal Studs @ 16" O.C. (10' H) | 6.4887 | 0% | 6.4887 | EA | 0.8 | 5.191 | 38.5084 | 199.8963 | 44.4375 | 288.3426 | 488.2389
290 | A-101 | A-001 | DIV-09 | Framer Light Gauge | 6" Top and Bottom track | 17.26 | 5% | 18.123 | LF | 0.08 | 1.4498 | 38.5084 | 55.831 | 4.4438 | 80.5341 | 136.3651
291 | A-101 | A-001 | DIV-09 | Joint Sealants | Acoustical Sealant at top and bottom of walls on each side | 17.26 | 5% | 18.123 | LF | 0.016 | 0.28997 | 66.3374 | 19.2357 | 0.05 | 0.90615 | 20.1419
292 |  |  |  |  | Wall Type 2 (13'-0" H) | 11.26 | 5% | 11.823 | LF
293 | A-101 | A-001 | DIV-09 | Dry Waller | (1) 5/8" Gypsum board on both side (4'X8' Ea.) | 9.1487 | 0% | 9.1487 | EA | 0.608 | 5.5624 | 38.5084 | 214.2007 | 10.56 | 96.6108 | 310.8115
294 | A-101 | A-001 | DIV-09 | Insulation | 3-1/2" Unfaced sound batt insulation | 146.38 | 5% | 153.699 | SF | 0.011 | 1.6907 | 38.5084 | 65.1057 | 0.54 | 82.9975 | 148.1032
295 | A-101 | A-001 | DIV-09 | Framer Light Gauge | 3-5/8" 22GA Metal Studs @ 16" O.C. (14' H) | 12.4662 | 0% | 12.4662 | EA | 0.896 | 11.1697 | 38.5084 | 430.1268 | 14.3818 | 179.2861 | 609.4129
296 | A-101 | A-001 | DIV-09 | Framer Light Gauge | 3-5/8" Top Slip track | 11.26 | 5% | 11.823 | LF | 0.064 | 0.75667 | 38.5084 | 29.1382 | 1.0273 | 12.1454 | 41.2837
297 | A-101 | A-001 | DIV-09 | Framer Light Gauge | 3-5/8" Bottom track | 11.26 | 5% | 11.823 | LF | 0.064 | 0.75667 | 38.5084 | 29.1382 | 1.0273 | 12.1454 | 41.2837
298 | A-101 | A-001 | DIV-09 | Framer Light Gauge | Horizontal C.R. channel @ 4'-0" O.C Vertical | 36.595 | 5% | 38.4248 | LF | 0.05 | 1.9212 | 38.5084 | 73.9838 | 0.9575 | 36.7917 | 110.7755
299 | A-101 | A-001 | DIV-09 | Joint Sealants | Acoustical Sealant at top and bottom of walls on each side | 45.04 | 5% | 47.292 | LF | 0.016 | 0.75667 | 66.3374 | 50.1957 | 0.05 | 2.3646 | 52.5603
300 |  |  |  |  | Wall Type 3A (13'-0" H) | 61.46 | 5% | 64.533 | LF
301 | A-101 | A-001 | DIV-09 | Dry Waller | (1) 5/8" Gypsum board on both side (4'X8' Ea.) | 49.9363 | 0% | 49.9363 | EA | 0.608 | 30.3612 | 38.5084 | 1169.1632 | 10.56 | 527.3268 | 1696.49
302 | A-101 | A-001 | DIV-09 | Framer Light Gauge | 3-5/8" 22GA Metal Studs @ 16" O.C. (14' H) | 88.2105 | 0% | 88.2105 | EA | 0.896 | 79.0366 | 38.5084 | 3043.5752 | 14.3818 | 1268.6278 | 4312.203
303 | A-101 | A-001 | DIV-09 | Framer Light Gauge | 3-5/8" Top Slip track | 61.46 | 5% | 64.533 | LF | 0.064 | 4.1301 | 38.5084 | 159.0441 | 1.0273 | 66.293 | 225.337
304 | A-101 | A-001 | DIV-09 | Framer Light Gauge | 3-5/8" Bottom track | 61.46 | 5% | 64.533 | LF | 0.064 | 4.1301 | 38.5084 | 159.0441 | 1.0273 | 66.293 | 225.337
305 | A-101 | A-001 | DIV-09 | Framer Light Gauge | Horizontal C.R. channel @ 4'-0" O.C Vertical | 199.745 | 5% | 209.7323 | LF | 0.05 | 10.4866 | 38.5084 | 403.8228 | 0.9575 | 200.8186 | 604.6414
306 | A-101 | A-001 | DIV-09 | Joint Sealants | Acoustical Sealant at top and bottom of walls on each side | 245.84 | 5% | 258.132 | LF | 0.016 | 4.1301 | 66.3374 | 273.981 | 0.05 | 12.9066 | 286.8876
307 |  |  |  |  | Wall Type 3B (13'-0" H) | 196.07 | 5% | 205.8735 | LF
308 | A-101 | A-001 | DIV-09 | Dry Waller | (1) 5/8" M.R. Gypsum board on both side (4'X8' Ea.) | 159.3069 | 0% | 159.3069 | EA | 0.608 | 96.8586 | 38.5084 | 3729.8702 | 12.28 | 1956.2884 | 5686.1586
309 | A-101 | A-001 | DIV-09 | Insulation | 3-1/2" Unfaced sound batt insulation | 2548.91 | 5% | 2676.3555 | SF | 0.011 | 29.4399 | 38.5084 | 1133.6842 | 0.54 | 1445.232 | 2578.9162
310 | A-101 | A-001 | DIV-09 | Framer Light Gauge | 3-5/8" 22GA Metal Studs @ 16" O.C. (14' H) | 211.4211 | 0% | 211.4211 | EA | 0.896 | 189.4333 | 38.5084 | 7294.7742 | 14.3818 | 3040.6191 | 10335.3934
311 | A-101 | A-001 | DIV-09 | Framer Light Gauge | 3-5/8" Top Slip track | 196.07 | 5% | 205.8735 | LF | 0.064 | 13.1759 | 38.5084 | 507.3831 | 1.0273 | 211.4882 | 718.8714
312 | A-101 | A-001 | DIV-09 | Framer Light Gauge | 3-5/8" Bottom track | 196.07 | 5% | 205.8735 | LF | 0.064 | 13.1759 | 38.5084 | 507.3831 | 1.0273 | 211.4882 | 718.8714
313 | A-101 | A-001 | DIV-09 | Framer Light Gauge | Horizontal C.R. channel @ 4'-0" O.C Vertical | 637.2275 | 5% | 669.0889 | LF | 0.05 | 33.4544 | 38.5084 | 1288.2775 | 0.9575 | 640.6526 | 1928.9301
314 | A-101 | A-001 | DIV-09 | Joint Sealants | Acoustical Sealant at top and bottom of walls on each side | 784.28 | 5% | 823.494 | LF | 0.016 | 13.1759 | 66.3374 | 874.0555 | 0.05 | 41.1747 | 915.2302
315 |  |  |  |  | Wall Type 3 (13'-0" H) | 810.14 | 5% | 850.647 | LF
316 | A-101 | A-001 | DIV-09 | Dry Waller | (1) 5/8" Gypsum board on both side (4'X8' Ea.) | 658.2387 | 0% | 658.2387 | EA | 0.608 | 400.2092 | 38.5084 | 15411.4194 | 10.56 | 6951.0012 | 22362.4206
317 | A-101 | A-001 | DIV-09 | Insulation | 3-1/2" Unfaced sound batt insulation | 10531.82 | 5% | 11058.411 | SF | 0.011 | 121.6425 | 38.5084 | 4684.2604 | 0.54 | 5971.5419 | 10655.8023
318 | A-101 | A-001 | DIV-09 | Framer Light Gauge | 3-5/8" 22GA Metal Studs @ 16" O.C. (14' H) | 867.1278 | 0% | 867.1278 | EA | 0.896 | 776.9465 | 38.5084 | 29918.9773 | 14.3818 | 12470.8746 | 42389.852
319 | A-101 | A-001 | DIV-09 | Framer Light Gauge | 3-5/8" Top Slip track | 810.14 | 5% | 850.647 | LF | 0.064 | 54.4414 | 38.5084 | 2096.4522 | 1.0273 | 873.8465 | 2970.2987
320 | A-101 | A-001 | DIV-09 | Framer Light Gauge | 3-5/8" Bottom track | 810.14 | 5% | 850.647 | LF | 0.064 | 54.4414 | 38.5084 | 2096.4522 | 1.0273 | 873.8465 | 2970.2987
321 | A-101 | A-001 | DIV-09 | Framer Light Gauge | Horizontal C.R. channel @ 4'-0" O.C Vertical | 2632.955 | 5% | 2764.6028 | LF | 0.05 | 138.2301 | 38.5084 | 5323.0232 | 0.9575 | 2647.1071 | 7970.1303
322 | A-101 | A-001 | DIV-09 | Joint Sealants | Acoustical Sealant at top and bottom of walls on each side | 3240.56 | 5% | 3402.588 | LF | 0.016 | 54.4414 | 66.3374 | 3611.5028 | 0.05 | 170.1294 | 3781.6322
323 |  |  |  |  | Wall Type 3 (13'-0" H) Soundproofing | 192.38 | 5% | 201.999 | LF
324 | A-101 | A-001 | DIV-09 | Dry Waller | (1) 5/8" Quiet rock gypsum board on both side (4'X8' Ea.) | 156.3088 | 0% | 156.3088 | EA | 0.608 | 95.0357 | 38.5084 | 3659.6747 | 15.94 | 2491.5615 | 6151.2362
325 | A-101 | A-001 | DIV-09 | Insulation | 3-1/2" Spray foam insulation | 2500.94 | 5% | 2625.987 | SF | 0.011 | 28.8859 | 38.5084 | 1112.3485 | 3.9725 | 10431.7334 | 11544.0819
326 | A-101 | A-001 | DIV-09 | Framer Light Gauge | 3-5/8" 22GA Metal Studs @ 16" O.C. (14' H) | 198.6466 | 0% | 198.6466 | EA | 0.896 | 177.9874 | 38.5084 | 6854.011 | 14.3818 | 2856.8995 | 9710.9105
327 | A-101 | A-001 | DIV-09 | Framer Light Gauge | 3-5/8" Top Slip track | 192.38 | 5% | 201.999 | LF | 0.064 | 12.9279 | 38.5084 | 497.8343 | 1.0273 | 207.5081 | 705.3424
328 | A-101 | A-001 | DIV-09 | Framer Light Gauge | 3-5/8" Bottom track | 192.38 | 5% | 201.999 | LF | 0.064 | 12.9279 | 38.5084 | 497.8343 | 1.0273 | 207.5081 | 705.3424
329 | A-101 | A-001 | DIV-09 | Framer Light Gauge | Horizontal C.R. channel @ 4'-0" O.C Vertical | 625.235 | 5% | 656.4968 | LF | 0.05 | 32.8248 | 38.5084 | 1264.0324 | 0.9575 | 628.5956 | 1892.628
330 | A-101 | A-001 | DIV-09 | Joint Sealants | Acoustical Sealant at top and bottom of walls on each side | 769.52 | 5% | 807.996 | LF | 0.016 | 12.9279 | 66.3374 | 857.606 | 0.05 | 40.3998 | 898.0058
331 |  |  |  |  | Wall Type 5 (13'-0" H) | 7.57 | 5% | 7.9485 | LF
332 | A-101 | A-001 | DIV-09 | Dry Waller | (1) 5/8" M.R. Gypsum board on both side (4'X8' Ea.) | 6.1506 | 0% | 6.1506 | EA | 0.608 | 3.7396 | 38.5084 | 144.0053 | 12.28 | 75.5297 | 219.535
333 | A-101 | A-001 | DIV-09 | Insulation | 3-1/2" Unfaced sound batt insulation | 196.82 | 5% | 206.661 | SF | 0.011 | 2.2733 | 38.5084 | 87.5401 | 0.54 | 111.5969 | 199.137
334 | A-101 | A-001 | DIV-09 | Framer Light Gauge | 3-5/8" 20GA Metal Studs @ 16" O.C. (14' H) | 19.3835 | 0% | 19.3835 | EA | 0.896 | 17.3676 | 38.5084 | 668.7979 | 15.82 | 306.6463 | 975.4442
335 | A-101 | A-001 | DIV-09 | Framer Light Gauge | 3-5/8" Top Slip track | 15.14 | 5% | 15.897 | LF | 0.064 | 1.0174 | 38.5084 | 39.1788 | 1.13 | 17.9636 | 57.1424
336 | A-101 | A-001 | DIV-09 | Framer Light Gauge | 3-5/8" Bottom track | 15.14 | 5% | 15.897 | LF | 0.064 | 1.0174 | 38.5084 | 39.1788 | 1.13 | 17.9636 | 57.1424
337 | A-101 | A-001 | DIV-09 | Framer Light Gauge | Horizontal C.R. channel @ 4'-0" O.C Vertical | 49.205 | 5% | 51.6653 | LF | 0.05 | 2.5833 | 38.5084 | 99.4773 | 0.9575 | 49.4695 | 148.9468
338 | A-101 | A-001 | DIV-09 | Joint Sealants | Acoustical Sealant at top and bottom of walls on each side | 30.28 | 5% | 31.794 | LF | 0.016 | 0.5087 | 66.3374 | 33.7461 | 0.05 | 1.5897 | 35.3358
339 |  |  |  |  | Wall Type 7 (13'-0" H) | 44.86 | 5% | 47.103 | LF
340 | A-101 | A-001 | DIV-09 | Dry Waller | (1) 5/8" Gypsum board on one side (4'X8' Ea.) | 18.2244 | 0% | 18.2244 | EA | 0.608 | 11.0804 | 38.5084 | 426.6894 | 10.56 | 192.4494 | 619.1388
341 | A-101 | A-001 | DIV-09 | Framer Light Gauge | 3-5/8" 22GA Metal Studs @ 16" O.C. (14' H) | 33.7293 | 0% | 33.7293 | EA | 0.896 | 30.2215 | 38.5084 | 1163.781 | 14.3818 | 485.089 | 1648.87
342 | A-101 | A-001 | DIV-09 | Framer Light Gauge | 3-5/8" Top and Bottom track | 89.72 | 5% | 94.206 | LF | 0.064 | 6.0292 | 38.5084 | 232.1743 | 1.0273 | 96.7753 | 328.9496
343 | A-101 | A-001 | DIV-09 | Joint Sealants | Acoustical Sealant at top and bottom of walls on each side | 89.72 | 5% | 94.206 | LF | 0.016 | 1.5073 | 66.3374 | 99.9901 | 0.05 | 4.7103 | 104.7004
344 |  |  |  |  | Wall Type 8 (13'-0" H) | 5.4 | 5% | 5.67 | LF
345 | A-101 | A-001 | DIV-09 | Dry Waller | (1) 5/8" Gypsum board on one side (4'X8' Ea.) | 2.1938 | 0% | 2.1938 | EA | 0.608 | 1.3338 | 38.5084 | 51.3625 | 10.56 | 23.166 | 74.5285
346 | A-101 | A-001 | DIV-09 | Framer Light Gauge | 3-5/8" 22GA Metal Studs @ 16" O.C. (14' H) | 4.0602 | 0% | 4.0602 | EA | 0.896 | 3.6379 | 38.5084 | 140.0896 | 14.3818 | 58.3923 | 198.4819
347 | A-101 | A-001 | DIV-09 | Framer Light Gauge | 3-5/8" Top and Bottom track | 10.8 | 5% | 11.34 | LF | 0.064 | 0.72576 | 38.5084 | 27.9479 | 1.0273 | 11.6493 | 39.5971
348 | A-101 | A-001 | DIV-09 | Joint Sealants | Acoustical Sealant at top and bottom of walls on each side | 10.8 | 5% | 11.34 | LF | 0.016 | 0.18144 | 66.3374 | 12.0363 | 0.05 | 0.567 | 12.6033
349 |  |  |  |  | 2x6 Wood Stud Wall (2'-6" H) | 13.49 | 5% | 14.1645 | LF
350 | A-101 | A-001 | DIV-09 | Sheathing | (1) 1/2" Plywood sheathing on both side (4'X8' Ea.) | 2.1078 | 0% | 2.1078 | EA | 0.64 | 1.349 | 38.5084 | 51.9478 | 36.5 | 76.9352 | 128.883
351 | A-101 | A-001 | DIV-09 | Framer Lumber | 2x6 Wood Studs @ 16" O.C. (8' H) | 3.381 | 0% | 3.381 | EA | 0.432 | 1.4606 | 38.5084 | 56.2443 | 9.68 | 32.7276 | 88.9719
352 | A-101 | A-001 | DIV-09 | Framer Lumber | (2) 2x6 Top Plate | 26.98 | 5% | 28.329 | LF | 0.054 | 1.5298 | 38.5084 | 58.9089 | 1.21 | 34.2781 | 93.187
353 | A-101 | A-001 | DIV-09 | Framer Lumber | 2x6 P.T. Bottom Plate | 13.49 | 5% | 14.1645 | LF | 0.054 | 0.76488 | 38.5084 | 29.4544 | 1.32 | 18.6971 | 48.1516
354 | A-101 | A-001 | DIV-09 | Joint Sealants | Acoustical Sealant at top and bottom of walls on each side | 53.96 | 5% | 56.658 | LF | 0.016 | 0.90653 | 66.3374 | 60.1367 | 0.05 | 2.8329 | 62.9696
355 |  |  |  |  | 2x6 Wood Stud Wall (2'-10" H) | 10.06 | 5% | 10.563 | LF
356 | A-101 | A-001 | DIV-09 | Sheathing | (1) 1/2" Plywood sheathing on both side (4'X8' Ea.) | 1.7794 | 0% | 1.7794 | EA | 0.64 | 1.1388 | 38.5084 | 43.8531 | 36.5 | 64.9467 | 108.7998
357 | A-101 | A-001 | DIV-09 | Framer Lumber | 2x6 Wood Studs @ 16" O.C. (10' H) | 2.5213 | 0% | 2.5213 | EA | 0.54 | 1.3615 | 38.5084 | 52.4293 | 12.1 | 30.5078 | 82.9371
358 | A-101 | A-001 | DIV-09 | Framer Lumber | (2) 2x6 Top Plate | 20.12 | 5% | 21.126 | LF | 0.054 | 1.1408 | 38.5084 | 43.9306 | 1.21 | 25.5625 | 69.493
359 | A-101 | A-001 | DIV-09 | Framer Lumber | 2x6 P.T. Bottom Plate | 10.06 | 5% | 10.563 | LF | 0.054 | 0.5704 | 38.5084 | 21.9653 | 1.32 | 13.9432 | 35.9084
360 | A-101 | A-001 | DIV-09 | Joint Sealants | Acoustical Sealant at top and bottom of walls on each side | 40.24 | 5% | 42.252 | LF | 0.016 | 0.67603 | 66.3374 | 44.8462 | 0.05 | 2.1126 | 46.9588
361 |  |  |  |  | 2x6 Wood Stud Wall (3'-6" H) | 30.43 | 5% | 31.9515 | LF
362 | A-101 | A-001 | DIV-09 | Sheathing | (1) 1/2" Plywood sheathing on both side (4'X8' Ea.) | 6.6566 | 0% | 6.6566 | EA | 0.64 | 4.2602 | 38.5084 | 164.0535 | 36.5 | 242.9645 | 407.0181
363 | A-101 | A-001 | DIV-09 | Framer Lumber | 2x6 Wood Studs @ 16" O.C. (8' H) | 11.4398 | 0% | 11.4398 | EA | 0.432 | 4.942 | 38.5084 | 190.3092 | 9.68 | 110.7377 | 301.0469
364 | A-101 | A-001 | DIV-09 | Framer Lumber | (2) 2x6 Top Plate | 60.86 | 5% | 63.903 | LF | 0.054 | 3.4508 | 38.5084 | 132.8834 | 1.21 | 77.3226 | 210.206
365 | A-101 | A-001 | DIV-09 | Framer Lumber | 2x6 P.T. Bottom Plate | 30.43 | 5% | 31.9515 | LF | 0.054 | 1.7254 | 38.5084 | 66.4417 | 1.32 | 42.176 | 108.6177
366 | A-101 | A-001 | DIV-09 | Joint Sealants | Acoustical Sealant at top and bottom of walls on each side | 121.72 | 5% | 127.806 | LF | 0.016 | 2.0449 | 66.3374 | 135.6531 | 0.05 | 6.3903 | 142.0434
367 |  |  |  |  | Metal Stud Framing (7/A-304) | 10 | 5% | 10.5 | LF
368 | A-101 | A-001 | DIV-09 | Sheathing | (1) 3/4" FRT exterior plywood sheathing on exterior side (4'X8' Ea.) | 2.6562 | 0% | 2.6562 | EA | 0.704 | 1.87 | 38.5084 | 72.0107 | 55.17 | 146.5453 | 218.556
369 | A-101 | A-001 | DIV-09 | Framer Light Gauge | 6" 16GA Metal Studs | 20 | 5% | 21 | LF | 0.07 | 1.47 | 38.5084 | 56.6074 | 4.4438 | 93.3188 | 149.9261
370 | A-101 | A-001 | DIV-09 | Framer Light Gauge | 6" Top and Bottom track | 20 | 5% | 21 | LF | 0.07 | 1.47 | 38.5084 | 56.6074 | 4.4438 | 93.3188 | 149.9261
371 |  |  | DIV-09 | Dry Waller | Taping | 13370 | 5% | 14038.5 | LF | 0.01 | 140.385 | 38.5084 | 5406.0035 | 0.01 | 140.385 | 5546.3885
372 |  |  | DIV-09 | Dry Waller | Mudding Compound | 2267.552 | 5% | 2380.9296 | LBS | 0.22 | 523.8045 | 38.5084 | 20170.8802 | 0.5 | 1190.4648 | 21361.345
373 |  |  | DIV-09 | Dry Waller | Screws | 60165 | 0% | 60165 | EA | 0.001 | 60.165 | 38.5084 | 2316.8586 | 0.02 | 1203.3 | 3520.1586
374 |  |  | DIV-09 | Framer Light Gauge | Scaffolding/Lifts Interior (H= 15'-4" Avg.) | 27672.9495 | 5% | 29056.597 | SF | 0.007 | 203.3962 | 38.5084 | 7832.464 |  | 0 | 7832.464
375 |  |  | DIV-09 | Dry Waller | Scaffolding/Lifts Interior (H= 15'-4" Avg.) | 27672.9495 | 5% | 29056.597 | SF | 0.007 | 203.3962 | 38.5084 | 7832.464 |  | 0 | 7832.464
Door Trim
376 |  |  | DIV-09 | Finish Carpenter | Door Trim | 1672 | 5% | 1755.6 | LF | 0.022 | 38.6232 | 69.5599 | 2686.624 | 1.1 | 1931.16 | 4617.784
Ceiling Finishes
377 | A-104 | A-104 | DIV-09 | Acoustical and Metal Ceiling | (24" X 24) ACOUSTIC CEILING TILE "ACT-01" @ 10' Height Manufacturer: ARMSTRONG Color: White | 5701.1 | 5% | 5986.155 | SF | 0.09 | 538.754 | 38.5084 | 20746.5593 | 3.41 | 20412.7886 | 41159.3479
378 | A-104 | A-104 | DIV-09 | Acoustical and Metal Ceiling | (24" X 24) ACOUSTIC CEILING TILE "ACT-01" @ 11'-6" Height Manufacturer: ARMSTRONG Color: White | 380.95 | 5% | 399.9975 | SF | 0.09 | 35.9998 | 38.5084 | 1386.2942 | 3.41 | 1363.9915 | 2750.2857
379 | A-104 | A-104 | DIV-09 | Acoustical and Metal Ceiling | (24" X 24) ACOUSTIC CEILING TILE "ACT-02" @ 10' Height Manufacturer: ARMSTRONG Color: White1775 | 342.41 | 5% | 359.5305 | SF | 0.09 | 32.3577 | 38.5084 | 1246.0454 | 3.41 | 1225.999 | 2472.0444
380 | A-104 | A-104 | DIV-09 | Dry Waller | GYPSUM WALL BOARD "GWB-01" @ 10'-6" Height Manufacturer: LOCAL SOURCE Color/Finish: PAINTED | 110.9 | 5% | 116.445 | SF | 0.02 | 2.3289 | 38.5084 | 89.6822 | 0.33 | 38.4269 | 128.1091
381 | A-104 | A-104 | DIV-09 | Dry Waller | GYPSUM WALL BOARD "GWB-01" @ 10' Height Manufacturer: LOCAL SOURCE Color/Finish: PAINTED | 697.01 | 5% | 731.8605 | SF | 0.02 | 14.6372 | 38.5084 | 563.6557 | 0.33 | 241.514 | 805.1697
382 | A-104 | A-104 | DIV-09 | Dry Waller | GYPSUM WALL BOARD "GWB-01" @ 11'-6" Height Manufacturer: LOCAL SOURCE Color/Finish: PAINTED | 150.33 | 5% | 157.8465 | SF | 0.02 | 3.1569 | 38.5084 | 121.5684 | 0.33 | 52.0893 | 173.6577
383 | A-104 | A-104 | DIV-09 | Dry Waller | GYPSUM WALL BOARD "GWB-01" @ 9'-6" Height Manufacturer: LOCAL SOURCE Color/Finish: PAINTED | 285.14 | 5% | 299.397 | SF | 0.02 | 5.9879 | 38.5084 | 230.5861 | 0.33 | 98.801 | 329.3871
384 | A-104 | A-104 | DIV-09 | Dry Waller | GYPSUM WALL BOARD "GWB-01" @ 9' Height Manufacturer: LOCAL SOURCE Color/Finish: PAINTED | 778.92 | 5% | 817.866 | SF | 0.02 | 16.3573 | 38.5084 | 629.8944 | 0.33 | 269.8958 | 899.7902
385 | A-104 | A-104 | DIV-09 | Dry Waller | GYPSUM WALL BOARD "GWB-01" @ 8'-6" Height Manufacturer: LOCAL SOURCE Color/Finish: PAINTED | 483.2 | 5% | 507.36 | SF | 0.02 | 10.1472 | 38.5084 | 390.7526 | 0.33 | 167.4288 | 558.1814
386 | A-104 | A-104 | DIV-09 | Dry Waller | (1'-0" H) Gypsum Wall Board Soffit | 75.59 | 5% | 79.3695 | SF | 0.1 | 7.937 | 38.5084 | 305.6393 | 0.33 | 26.1919 | 331.8313
387 | A-104 | A-104 | DIV-09 | Dry Waller | (1'-6" H) Gypsum Wall Board Soffit | 36.42 | 5% | 38.241 | SF | 0.1 | 3.8241 | 38.5084 | 147.26 | 0.33 | 12.6195 | 159.8796
388 | A-104 | A-104 | DIV-09 | Dry Waller | (3'-6" H) Gypsum Wall Board Soffit | 274.225 | 5% | 287.9362 | SF | 0.06 | 17.2762 | 38.5084 | 665.2781 | 0.33 | 95.019 | 760.297
389 | A-104 | A-104 | DIV-09 | Dry Waller | (4'-6" H) Gypsum Wall Board Soffit | 42.255 | 5% | 44.3678 | SF | 0.1 | 4.4368 | 38.5084 | 170.8532 | 0.33 | 14.6414 | 185.4945
390 | A-104 | A-104 | DIV-09 | Dry Waller | (4'-9" H) Gypsum Wall Board Soffit | 645.5725 | 5% | 677.8511 | SF | 0.04 | 27.114 | 38.5084 | 1044.1188 | 0.33 | 223.6909 | 1267.8097
391 | A-104 | A-104 | DIV-09 | Dry Waller | (5'-6" H) Gypsum Wall Board Soffit | 77.385 | 5% | 81.2543 | SF | 0.1 | 8.1254 | 38.5084 | 312.8972 | 0.33 | 26.8139 | 339.7111
392 | A-104 | A-104 | DIV-09 | Acoustical and Metal Ceiling | ACOUSTIC CEILING BAFFLES "ACB-01" Manufacturer: TURF Color: LIGHT BLUE #11 | 321.63 | 5% | 337.7115 | LF | 0.12 | 40.5254 | 38.5084 | 1560.568 | 6.46 | 2181.6163 | 3742.1843
393 | A-104 | A-104 | DIV-09 | Dry Waller | Quiet rock Gypsum Board Ceiling | 810.66 | 5% | 851.193 | SF | 0.02 | 17.0239 | 38.5084 | 655.5618 | 0.49812 | 424.0005 | 1079.5623
394 | A-104 | A-104 | DIV-09 | Insulation | (12") Unfaced Sound Batt Insulation | 810.66 | 5% | 851.193 | SF | 0.015 | 12.7679 | 38.5084 | 491.6714 | 1.8514 | 1575.923 | 2067.5944
395 |  |  | DIV-09 | Dry Waller | Taping | 1370 | 5% | 1438.5 | LF | 0.01 | 14.385 | 38.5084 | 553.9435 | 0.01 | 14.385 | 568.3285
396 |  |  | DIV-09 | Dry Waller | Mudding Compound | 232.352 | 5% | 243.9696 | LBS | 0.22 | 53.6733 | 38.5084 | 2066.874 | 0.5 | 121.9848 | 2188.8588
397 |  |  | DIV-09 | Dry Waller | Screws | 6165 | 0% | 6165 | EA | 0.001 | 6.165 | 38.5084 | 237.4044 | 0.02 | 123.3 | 360.7044
398 |  |  | DIV-09 | Acoustical and Metal Ceiling | Scaffolding/Lifts Interior (H= 13') | 322 | 5% | 338.1 | SF | 0.01 | 3.381 | 38.5084 | 130.1969 |  | 0 | 130.1969
Ceiling & Soffit Framing
399 | A-104 | A-104 | DIV-09 | Framer Light Gauge | 3-5/8" 18GA Metal Stud @ 16" O.C | 1884.2105 | 5% | 1978.4211 | LF | 0.058 | 114.7484 | 38.5084 | 4418.7795 | 2.48 | 4906.4842 | 9325.2637
400 | A-104 | A-104 | DIV-09 | Framer Light Gauge | (2) 3-5/8" 18GA Metal Stud @ 16" O.C (8' H) | 50.9248 | 0% | 50.9248 | EA | 0.464 | 23.6291 | 38.5084 | 909.9196 | 19.84 | 1010.3483 | 1920.2679
401 | A-104 | A-104 | DIV-09 | Framer Light Gauge | 3-5/8" Top and Bottom track | 270.92 | 5% | 284.466 | LF | 0.058 | 16.499 | 38.5084 | 635.3514 | 2.48 | 705.4757 | 1340.8271
402 | A-104 | A-104 | DIV-09 | Framer Light Gauge | 3-5/8" 20GA diagonal bracing @ 48" O.C | 67.73 | 5% | 71.1165 | LF | 0.058 | 4.1248 | 38.5084 | 158.8378 | 1.13 | 80.3616 | 239.1995
403 | A-104 | A-104 | DIV-09 | Framer Light Gauge | 3-5/8" 18GA Metal Stud @ 16" O.C (8' H) | 18.1842 | 0% | 18.1842 | EA | 0.464 | 8.4375 | 38.5084 | 324.9137 | 19.84 | 360.7747 | 685.6885
404 | A-104 | A-104 | DIV-09 | Framer Light Gauge | 3-5/8" Top and Bottom track | 96.74 | 5% | 101.577 | LF | 0.058 | 5.8915 | 38.5084 | 226.871 | 2.48 | 251.911 | 478.782
405 | A-104 | A-104 | DIV-09 | Framer Light Gauge | 3-5/8" 18 GA Metal Stud @ 16" O.C (10' H) | 5.2895 | 0% | 5.2895 | EA | 0.63 | 3.3324 | 38.5084 | 128.3242 | 24.8 | 131.1789 | 259.5032
406 | A-104 | A-104 | DIV-09 | Framer Light Gauge | 3-5/8" Top and Bottom track | 28.14 | 5% | 29.547 | LF | 0.063 | 1.8615 | 38.5084 | 71.6819 | 2.48 | 73.2766 | 144.9585
407 | A-104 | A-104 | DIV-09 | Framer Light Gauge | 3-5/8" 18GA Metal Stud @ 16" O.C (10' H) | 19.6366 | 0% | 19.6366 | EA | 0.63 | 12.3711 | 38.5084 | 476.3896 | 24.8 | 486.9875 | 963.3771
408 | A-104 | A-104 | DIV-09 | Framer Light Gauge | 3-5/8" Top and Bottom track | 156.7 | 5% | 164.535 | LF | 0.063 | 10.3657 | 38.5084 | 399.1668 | 2.48 | 408.0468 | 807.2136
409 | A-104 | A-104 | DIV-09 | Framer Light Gauge | 3-5/8" 20GA diagonal bracing @ 48" O.C | 39.175 | 5% | 41.1337 | LF | 0.055 | 2.2624 | 38.5084 | 87.1197 | 1.13 | 46.4811 | 133.6009
Floor Finish
410 | A-102 | A-102 | DIV-09 | Flooring | PATCRAFT "LVT-01" Manufacturer: PATCRAFT Color/Finish: FOSSIL 00505 | 2445.37 | 5% | 2567.6385 | SF | 0.04 | 102.7055 | 62.8365 | 6453.6548 | 3.201 | 8219.0108 | 14672.6657
411 | A-102 | A-102 | DIV-09 | Flooring | LUXURY VINYL TILE "LVT-02" Manufacturer: PATCRAFT Color/Finish: CLAST 00565 | 123.1 | 5% | 129.255 | SF | 0.04 | 5.1702 | 62.8365 | 324.8772 | 3.201 | 413.7453 | 738.6224
412 | A-102 | A-102 | DIV-09 | Flooring | LUXURY VINYL TILE "LVT-03" Manufacturer: PATCRAFT Color/Finish: JUTE 00710 | 2525.34 | 5% | 2651.607 | SF | 0.04 | 106.0643 | 62.8365 | 6664.7062 | 5.13 | 13602.7439 | 20267.4501
413 | A-102 | A-102 | DIV-09 | Flooring | LUXURY VINYL TILE "LVT-04" Manufacturer: PATCRAFT Color/Finish: JUTE 00710 | 1435.18 | 5% | 1506.939 | SF | 0.04 | 60.2776 | 62.8365 | 3787.6298 | 5.13 | 7730.5971 | 11518.2269
414 | A-102 | A-102 | DIV-09 | Flooring | LUXURY VINYL TILE "LVT-05" Manufacturer: PATCRAFT Color/Finish: EDAM 00720 | 2597.16 | 5% | 2727.018 | SF | 0.04 | 109.0807 | 62.8365 | 6854.2487 | 5.13 | 13989.6023 | 20843.851
415 | A-102 | A-102 | DIV-09 | Flooring | CARPET TILE "CPT-01" Manufacturer: PATCRAFT Color/Finish: AZULADO 00400 | 724.72 | 5% | 760.956 | SF | 0.035 | 26.6335 | 62.8365 | 1673.5529 | 4.5767 | 3482.642 | 5156.1949
416 | A-102 | A-102 | DIV-09 | Flooring | ENTRANCE FLOORING "ENT-01" Manufacturer: CONSTRUCTION SPECIALTIES Color/Finish: 808 GRAVEL ROCK | 85.75 | 5% | 90.0375 | SF | 0.05 | 4.5019 | 62.8365 | 282.882 | 10.18 | 916.5818 | 1199.4637
417 | A-102 | A-102 | DIV-09 | Flooring | SEALED CONCRETE "SC-01" Manufacturer: LOCAL SOURCE | 114.3 | 5% | 120.015 | SF | 0.035 | 4.2005 | 62.8365 | 263.9462 | 1 | 120.015 | 383.9612
418 | A-102 | A-102 | DIV-09 | Flooring | OUTDOOR TURF Manufacturer: Rubber Flooring INC Finish: All play pet | 699.72 | 5% | 734.706 | SF | 0.04 | 29.3882 | 62.8365 | 1846.6536 | 2.79 | 2049.8297 | 3896.4834
Floor Tiles
419 | A-102 | A-102 | DIV-09 | Tiler | PORCELAIN TILE "PT-01" Manufacturer: GARDEN STATE TILE Color/Finish: NIMBUS GLOSSY | 38.76 | 5% | 40.698 | SF | 0.089 | 3.6221 | 63.8298 | 231.1992 | 11.51 | 468.434 | 699.6331
420 | A-102 | A-102 | DIV-09 | Tiler | PORCELAIN TILE "PT-02" Manufacturer: GARDEN STATE TILE Color/Finish: PURE GLOSYY | 380 | 5% | 399 | SF | 0.089 | 35.511 | 63.8298 | 2266.6584 | 11.51 | 4592.49 | 6859.1484
421 | A-102 | A-102 | DIV-09 | Tiler | PORCELAIN TILE "PT-03" Manufacturer: GARDEN STATE TILE Color/Finish: PEARL GLOSSY | 296.52 | 5% | 311.346 | SF | 0.089 | 27.7098 | 63.8298 | 1768.7094 | 11.51 | 3583.5925 | 5352.3018
422 | A-102 | A-102 | DIV-09 | Tiler | PORCELAIN TILE "PT-04" Manufacturer: GARDEN STATE TILE Color/Finish: SIDECAR | 254.61 | 5% | 267.3405 | SF | 0.089 | 23.7933 | 63.8298 | 1518.7208 | 11.51 | 3077.0892 | 4595.81
423 | A-102 | A-102 | DIV-09 | Tiler | PORCELAIN TILE "PT-05" Manufacturer: GARDEN STATE TILE Color/Finish: LUNA | 31.58 | 5% | 33.159 | SF | 0.089 | 2.9512 | 63.8298 | 188.3712 | 11.51 | 381.6601 | 570.0313
424 | A-102 | A-102 | DIV-09 | Tiler | PORCELAIN TILE "PT-06" Manufacturer: GARDEN STATE TILE Color/Finish: MIX DECO F HEX 0602 | 56.09 | 5% | 58.8945 | SF | 0.089 | 5.2416 | 63.8298 | 334.5707 | 11.51 | 677.8757 | 1012.4464
425 | A-102 | A-102 | DIV-09 | Tiler | PORCELAIN TILE "PT-07" Manufacturer: GARDEN STATE TILE Color/Finish: PORZIONE DECO F | 52.81 | 5% | 55.4505 | SF | 0.089 | 4.9351 | 63.8298 | 315.0059 | 11.51 | 638.2353 | 953.2411
426 | A-605 | A-605 | DIV-09 | Tiler | CERAMIC TILE "CT-01" Manufacturer: GARDEN STATE TILE Color/Finish: ICE 402 | 29.45 | 5% | 30.9225 | SF | 0.089 | 2.7521 | 63.8298 | 175.666 | 12.69 | 392.4065 | 568.0726
427 | A-603 | A-603 | DIV-09 | Tiler | CERAMIC TILE "CT-02" Manufacturer: THE TILE SHOP Color/Finish: BRANCO RET #495892 | 43.24 | 5% | 45.402 | SF | 0.089 | 4.0408 | 63.8298 | 257.9219 | 8.79 | 399.0836 | 657.0054
Wall Finishes
428 | A-604 | A-604 | DIV-09 | Finish Carpenter | 1 X 1 Wood Slats @ 1" O.C With PNT-05 | 300.25 | 5% | 315.2625 | LF | 0.045 | 14.1868 | 69.5599 | 986.8325 | 2.7778 | 875.7292 | 1862.5617
429 | A-604 | A-604 | DIV-09 | Finish Carpenter | 1 X 1 Wood Slats @ 1" O.C With PNT-09 | 298 | 5% | 312.9 | LF | 0.045 | 14.0805 | 69.5599 | 979.4375 | 2.7778 | 869.1667 | 1848.6041
430 | A-604 | A-604 | DIV-09 | Finish Carpenter | 1 X 1 Wood Slats @ 1" O.C With PNT-07 | 301.125 | 5% | 316.1813 | LF | 0.045 | 14.2282 | 69.5599 | 989.7084 | 2.7778 | 878.2813 | 1867.9897
431 | A-602 | A-602 | DIV-09 | Finish Carpenter | 1 X 1 Wood Slats @ 1-1/2" O.C With PNT-03 | 138.4 | 5% | 145.32 | LF | 0.045 | 6.5394 | 69.5599 | 454.8797 | 2.7778 | 403.6667 | 858.5463
432 | A-602 | A-602 | DIV-09 | Finish Carpenter | 1 X1 CW-01 @ 2" O.C (Surface) | 117 | 5% | 122.85 | SF | 0.5 | 61.425 | 69.5599 | 4272.7138 | 174.1962 | 21400 | 25672.7138
433 | A-607 | A-607 | DIV-09 | Finish Carpenter | 1" Slat Dowel @ 1' O.C | 159.75 | 5% | 167.7375 | LF | 0.045 | 7.5482 | 69.5599 | 525.0508 | 2.7778 | 465.9375 | 990.9883
434 | A-607 | A-607 | DIV-09 | Finish Carpenter | 1 X 1 Wood Slat With PNT-03 | 183.03 | 5% | 192.1815 | LF | 0.045 | 8.6482 | 69.5599 | 601.5652 | 2.7778 | 533.8375 | 1135.4027
435 | A-602 | A-602 | DIV-09 | Wall Covering | WALL COVERING "WC-01" Manufacturer: DESIGNTEX Color: MARBLE 801 | 89.3 | 5% | 93.765 | SF | 0.05 | 4.6883 | 58.0283 | 272.0514 | 2.3485 | 220.2057 | 492.2571
Wall Base
436 | A-102 | A-701 | DIV-09 | Flooring | VINYL WALL BASE "WB-01" Manufacturer: TARKETT Color/Finish: TBD | 2420.88 | 5% | 2541.924 | LF | 0.038 | 96.5931 | 62.8365 | 6069.5713 | 1.1 | 2796.1164 | 8865.6877
437 | A-102 | A-701 | DIV-09 | Flooring | METAL WALL BASE "WB-02" Manufacturer: DILEX-AHK Color/Finish: SATIN ANODIZED | 132.87 | 5% | 139.5135 | LF | 0.038 | 5.3015 | 62.8365 | 333.1284 | 4.0424 | 563.969 | 897.0975
Floor Transition Strips
438 | A-102 | A-701 | DIV-09 | Flooring | TRANSITION STRIP "TS-01" Manufacturer: PATCRAFT Color/Finish: PARCHMENT 00074 | 54.62 | 5% | 57.351 | LF | 0.04 | 2.294 | 62.8365 | 144.1494 | 8.4126 | 482.4725 | 626.6219
439 | A-102 | A-701 | DIV-09 | Flooring | TRANSITION STRIP "TS-02" Manufacturer: PATCRAFT Color/Finish: BUCKHORN 00014 | 22.63 | 5% | 23.7615 | LF | 0.04 | 0.95046 | 62.8365 | 59.7236 | 8.4126 | 199.8966 | 259.6202
440 | A-102 | A-701 | DIV-09 | Flooring | TRANSITION STRIP "TS-03" Manufacturer: PATCRAFT Color/Finish: EARL GREY 00005 | 32.17 | 5% | 33.7785 | LF | 0.04 | 1.3511 | 62.8365 | 84.9009 | 9.1204 | 308.0726 | 392.9735
441 | A-102 | A-701 | DIV-09 | Flooring | TRANSITION STRIP "TS-04" Manufacturer: PATCRAFT Color/Finish: PARCHMENT 00074 | 11.33 | 5% | 11.8965 | LF | 0.04 | 0.47586 | 62.8365 | 29.9014 | 9.1204 | 108.5005 | 138.4019
442 | A-102 | A-701 | DIV-09 | Flooring | TRANSITION STRIP "TS-05" Manufacturer: SHAW CONTRACT Color/Finish: SATIN SILVER | 2.92 | 5% | 3.066 | LF | 0.04 | 0.12264 | 62.8365 | 7.7063 | 4.1223 | 12.6388 | 20.3451
443 | A-102 | A-701 | DIV-09 | Flooring | TRANSITION STRIP "TS-06" Manufacturer: SCHLUTER Color/Finish: BRUSHED STAINLESS | 5.93 | 5% | 6.2265 | LF | 0.04 | 0.24906 | 62.8365 | 15.6501 | 4.7295 | 29.4482 | 45.0983
Paint
Wall Paint
444 | A-102 | A-701 | DIV-09 | Interior Painter | PAINT "PNT-02" @ 10'-6" Height Manufacturer: SHERWIN-WILLIAMS Color/Finish: FROSTY WHITE SW6196 | 642.495 | 5% | 674.6198 | SF | 0.02 | 13.4924 | 38.0033 | 512.7561 | 0.35 | 236.1169 | 748.873
445 | A-102 | A-701 | DIV-09 | Interior Painter | PAINT "PNT-02" @ 10' Height Manufacturer: SHERWIN-WILLIAMS Color/Finish: FROSTY WHITE SW6196 | 24506.9 | 5% | 25732.245 | SF | 0.02 | 514.6449 | 38.0033 | 19558.227 | 0.35 | 9006.2858 | 28564.5128
446 | A-102 | A-701 | DIV-09 | Interior Painter | PAINT "PNT-02" @ 8'-6" Height Manufacturer: SHERWIN-WILLIAMS Color/Finish: FROSTY WHITE SW6196 | 275.57 | 5% | 289.3485 | SF | 0.02 | 5.787 | 38.0033 | 219.9242 | 0.35 | 101.272 | 321.1962
447 | A-102 | A-701 | DIV-09 | Interior Painter | PAINT "PNT-03" @ 10' Height Manufacturer: SHERWIN-WILLIAMS Color/Finish: INKWELL SW6992 | 109.3 | 5% | 114.765 | SF | 0.02 | 2.2953 | 38.0033 | 87.2291 | 0.35 | 40.1677 | 127.3968
448 | A-102 | A-701 | DIV-09 | Interior Painter | PAINT "PNT-02" @ 9'-6" Height Manufacturer: SHERWIN-WILLIAMS Color/Finish: FROSTY WHITE SW6196 | 738.15 | 5% | 775.0575 | SF | 0.02 | 15.5012 | 38.0033 | 589.0955 | 0.35 | 271.2701 | 860.3657
449 | A-102 | A-701 | DIV-09 | Interior Painter | PAINT "PNT-02" @ 11'-6" Height Manufacturer: SHERWIN-WILLIAMS Color/Finish: FROSTY WHITE SW6196 | 653.66 | 5% | 686.343 | SF | 0.02 | 13.7269 | 38.0033 | 521.6666 | 0.35 | 240.2201 | 761.8866
450 | A-501 - A-602 | A-701 | DIV-09 | Interior Painter | PAINT "PNT-02" Manufacturer: SHERWIN-WILLIAMS Color/Finish: FROSTY WHITE SW6196 | 573.15 | 5% | 601.8075 | SF | 0.02 | 12.0362 | 38.0033 | 457.4139 | 0.35 | 210.6326 | 668.0466
451 | A-602 | A-701 | DIV-09 | Interior Painter | PAINT "PNT-10" Manufacturer: SHERWIN-WILLIAMS Color/Finish: MATT - BLUE | 10.25 | 5% | 10.7625 | SF | 0.02 | 0.21525 | 38.0033 | 8.1802 | 0.35 | 3.7669 | 11.9471
452 | A-602 | A-701 | DIV-09 | Interior Painter | PAINT "PNT-11" Manufacturer: SHERWIN-WILLIAMS Color/Finish: MATT - GREEN | 7.15 | 5% | 7.5075 | SF | 0.1 | 0.75075 | 38.0033 | 28.531 | 0.35 | 2.6276 | 31.1586
453 | A-602 | A-701 | DIV-09 | Interior Painter | PAINT "PNT-04" Manufacturer: SHERWIN-WILLIAMS Color/Finish: LIZZIE - LIGHT BLUE | 17.41 | 5% | 18.2805 | SF | 0.02 | 0.36561 | 38.0033 | 13.8944 | 0.35 | 6.3982 | 20.2926
454 | A-102 | A-701 | DIV-09 | Interior Painter | PAINT "PNT-03" @ 13' Height Manufacturer: SHERWIN-WILLIAMS Color/Finish: INKWELL SW6992 | 1145.17 | 5% | 1202.4285 | SF | 0.02 | 24.0486 | 38.0033 | 913.9261 | 0.35 | 420.85 | 1334.776
Ceiling Paint
455 | A-104 | A-701 | DIV-09 | Interior Painter | Paint "PNT-03" on exposed ceiling "EXP-01" Manufacturer: SHERWIN-WILLIAMS Color/Finish: INKWELL SW6992 | 964.63 | 5% | 1012.8615 | SF | 0.022 | 22.283 | 38.0033 | 846.8267 | 0.35 | 354.5015 | 1201.3282
456 | A-104 | A-701 | DIV-09 | Interior Painter | Gypsum Wall Board Paint "PNT-01" Manufacturer: SHERWIN-WILLIAMS Color/Finish: EXTRA WHITE SW7006 | 1997 | 5% | 2096.85 | SF | 0.022 | 46.1307 | 38.0033 | 1753.1208 | 0.35 | 733.8975 | 2487.0183
457 | A-104 | A-701 | DIV-09 | Interior Painter | Gypsum Wall Board Paint "PNT-04" Manufacturer: SHERWIN-WILLIAMS Color/Finish: LIZZIE - LIGHT BLUE | 473 | 5% | 496.65 | SF | 0.022 | 10.9263 | 38.0033 | 415.2359 | 0.35 | 173.8275 | 589.0634
458 | A-104 | A-701 | DIV-09 | Interior Painter | Gypsum Wall Board Paint "PNT-06" Manufacturer: SHERWIN-WILLIAMS Color/Finish: LIZZIE - LIGHT PINK | 355 | 5% | 372.75 | SF | 0.022 | 8.2005 | 38.0033 | 311.6464 | 0.35 | 130.4625 | 442.1089
459 | A-104 | A-701 | DIV-09 | Interior Painter | Gypsum Wall Board Paint "PNT-08" Manufacturer: SHERWIN-WILLIAMS Color/Finish: LIZZIE - YELLOW | 356 | 5% | 373.8 | SF | 0.022 | 8.2236 | 38.0033 | 312.5243 | 0.35 | 130.83 | 443.3543
460 | A-104 | A-701 | DIV-09 | Interior Painter | Gypsum Wall Board soffit "PNT-03" Manufacturer: SHERWIN-WILLIAMS Color/Finish: INKWELL SW6992 | 1151 | 5% | 1208.55 | SF | 0.022 | 26.5881 | 38.0033 | 1010.4367 | 0.35 | 422.9925 | 1433.4292
Door Paint
461 | A-401 | A-701 | DIV-09 | Interior Painter | (3'-0" X 8'-0") Wooden Door Type "B" With Hollow Metal Frame | 2 | 0% | 2 | EA | 1.3018 | 2.6036 | 38.0033 | 98.9444 | 29.2 | 58.4 | 157.3444
462 | A-401 | A-701 | DIV-09 | Interior Painter | (3'-0" X 8'-0") Hollow Metal Door Type "C" With Hollow Metal Frame | 1 | 0% | 1 | EA | 1.3018 | 1.3018 | 38.0033 | 49.4722 | 29.2 | 29.2 | 78.6722
463 | A-401 | A-701 | DIV-09 | Interior Painter | (3'-0" X 8'-0") Wooden Door Type "C" With Hollow Metal Frame | 1 | 0% | 1 | EA | 1.3018 | 1.3018 | 38.0033 | 49.4722 | 29.2 | 29.2 | 78.6722
464 | A-401 | A-701 | DIV-09 | Interior Painter | (3'-0" X 8'-0") Hollow Metal Door Type "D" With Hollow Metal Frame | 2 | 0% | 2 | EA | 1.3018 | 2.6036 | 38.0033 | 98.9444 | 29.2 | 58.4 | 157.3444
465 | A-401 | A-701 | DIV-09 | Interior Painter | (2'-0" X 8'-0") Wooden Door Type "E" With Hollow Metal Frame | 1 | 0% | 1 | EA | 0.92571 | 0.92571 | 38.0033 | 35.1802 | 22.8 | 22.8 | 57.9802
466 | A-401 | A-701 | DIV-09 | Interior Painter | (3'-0" X 8'-0") Hollow Metal Door Type "E" With Hollow Metal Frame | 1 | 0% | 1 | EA | 1.3018 | 1.3018 | 38.0033 | 49.4722 | 29.2 | 29.2 | 78.6722
467 | A-401 | A-701 | DIV-09 | Interior Painter | (3'-0" X 8'-0") Wooden Door Type "E" With Hollow Metal Frame | 22 | 0% | 22 | EA | 1.3018 | 28.6393 | 38.0033 | 1088.3886 | 29.2 | 642.4 | 1730.7886
468 | A-401 | A-701 | DIV-09 | Interior Painter | (3'-0" X 8'-0") Wooden Door Type "J" With Hollow Metal Frame | 8 | 0% | 8 | EA | 1.3018 | 10.4143 | 38.0033 | 395.7777 | 29.2 | 233.6 | 629.3777
469 | A-401 | A-701 | DIV-09 | Interior Painter | (3'-0" X 8'-0") Wooden Door Type "K" With Hollow Metal Frame | 4 | 0% | 4 | EA | 1.3018 | 5.2071 | 38.0033 | 197.8888 | 29.2 | 116.8 | 314.6888
470 | A-401 | A-701 | DIV-09 | Interior Painter | (4'-0" X 8'-0") Wooden Door Type "L" With Hollow Metal Frame | 1 | 0% | 1 | EA | 1.5332 | 1.5332 | 38.0033 | 58.2673 | 35.6 | 35.6 | 93.8673
471 | A-401 | A-701 | DIV-09 | Interior Painter | (3'-0" X 8'-0") Wooden Door Type "O" With Hollow Metal Frame | 1 | 0% | 1 | EA | 1.3018 | 1.3018 | 38.0033 | 49.4722 | 29.2 | 29.2 | 78.6722
Note: Paint "PNT-12" Manufacturer: SHERWIN-WILLIAM Color/Finish: INKWELL SW6992
Wood Slats Paint
472 | A-604 | A-604 | DIV-09 | Interior Painter | 1 X 1 Wood Slats @ 1" O.C With PNT-05 | 300.25 | 5% | 315.2625 | LF | 0.018 | 5.6747 | 38.0033 | 215.6585 | 0.8 | 252.21 | 467.8685
473 | A-604 | A-604 | DIV-09 | Interior Painter | 1 X 1 Wood Slats @ 1" O.C With PNT-09 | 298 | 5% | 312.9 | LF | 0.018 | 5.6322 | 38.0033 | 214.0424 | 0.8 | 250.32 | 464.3624
474 | A-604 | A-604 | DIV-09 | Interior Painter | 1 X 1 Wood Slats @ 1" O.C With PNT-07 | 301.125 | 5% | 316.1813 | LF | 0.018 | 5.6913 | 38.0033 | 216.287 | 0.8 | 252.945 | 469.232
475 | A-602 | A-602 | DIV-09 | Interior Painter | 1 X 1 Wood Slats @ 1-1/2" O.C With PNT-03 | 138.4 | 5% | 145.32 | LF | 0.018 | 2.6158 | 38.0033 | 99.4076 | 0.8 | 116.256 | 215.6636
476 | A-602 | A-602 | DIV-09 | Interior Painter | 1 X1 CW-01 @ 2" O.C | 436.5882 | 5% | 458.4176 | LF | 0.018 | 8.2515 | 38.0033 | 313.5853 | 0.8 | 366.7341 | 680.3194
477 | A-607 | A-607 | DIV-09 | Interior Painter | 1" Slat Dowel @ 1' O.C | 159.75 | 5% | 167.7375 | LF | 0.018 | 3.0193 | 38.0033 | 114.7425 | 0.8 | 134.19 | 248.9325
478 | A-607 | A-607 | DIV-09 | Interior Painter | 1 X 1 Wood Slat With PNT-03 | 183.03 | 5% | 192.1815 | LF | 0.018 | 3.4593 | 38.0033 | 131.4637 | 0.8 | 153.7452 | 285.2089
For Details, see attached schedule at right.
Door Trim Paint
479 |  |  | DIV-09 | Interior Painter | Paint on Door Trim | 1672 | 5% | 1755.6 | LF | 0.018 | 31.6008 | 38.0033 | 1200.9361 | 0.8 | 1404.48 | 2605.4161
480 |  |  | DIV-09 | Interior Painter | Scaffolding/Lifts Interior (H= 13' H) | 1145 | 5% | 1202.25 | SF | 0.015 | 18.0337 | 38.0033 | 685.3428 |  | 0 | 685.3428
481 |  |  | DIV-09 | Interior Painter | Scaffolding/Lifts Interior (H= 13' H) | 965 | 5% | 1013.25 | SF | 0.015 | 15.1987 | 38.0033 | 577.6033 |  | 0 | 577.6033
|  |  | DIV-10 |  | Specialties | [11 empty] | 94225.469
Fire Extinguisher
482 | A-106 | A-304 | DIV-10 | Accessories | Wall mounted fire extinguisher | 6 | 0% | 6 | EA | 1.115 | 6.69 | 69.5599 | 465.3554 | 102 | 612 | 1077.3554
Cantilever Aluminum Canopy
483 | A-106 | A-304 | DIV-10 | Awnings / Canopies | Construction specialties 100-3S 6" airfoil blade suspended sunshade/ surface mounted aluminum canopy | 214.9 | 5% | 225.645 | SF | 0.5 | 112.8225 | 62.2844 | 7027.0845 | 122.61 | 27666.3335 | 34693.418
Signage
484 | A-201 | A-201 | DIV-10 | Interior Signage | (8'-2" X 7'-6") External Logo | 1 | 0% | 1 | EA | 6.325 | 6.325 | 69.5599 | 439.9661 | 2736.3117 | 2736.3117 | 3176.2778
485 | A-601 - A-607 | A-601 - A-607 | DIV-10 | Interior Signage | (6'-6" X 7'-0") "Creative" Signage | 1 | 0% | 1 | EA | 5.242 | 5.242 | 69.5599 | 364.6327 | 1787.5 | 1787.5 | 2152.1327
486 | A-601 - A-607 | A-601 - A-607 | DIV-10 | Interior Signage | (7'-0" X 2'-2") Signage (O'DELL Orthodontics) | 1 | 0% | 1 | EA | 3.241 | 3.241 | 69.5599 | 225.4435 | 595.8333 | 595.8333 | 821.2768
487 | A-601 - A-607 | A-601 - A-607 | DIV-10 | Interior Signage | (3'-11 1/2") "Pedodontics" Signage | 1 | 0% | 1 | EA | 3.549 | 3.549 | 69.5599 | 246.8679 | 890.56 | 890.56 | 1137.4279
488 | A-601 - A-607 | A-601 - A-607 | DIV-10 | Interior Signage | (5'-3" X 7'-3") Neon Graphic (Coordinate With Owner) | 1 | 0% | 1 | EA | 5.316 | 5.316 | 69.5599 | 369.7802 | 1834.6125 | 1834.6125 | 2204.3927
489 | A-601 - A-607 | A-601 - A-607 | DIV-10 | Interior Signage | (11'-3" X 7'-6") Neon Graphic (Coordinate With Owner) | 1 | 0% | 1 | EA | 8.216 | 8.216 | 69.5599 | 571.5037 | 4066.875 | 4066.875 | 4638.3787
490 | A-601 - A-607 | A-601 - A-607 | DIV-10 | Interior Signage | (6'-9" X 1'-6") Neon Graphic Coordinate With Owner (@ Odell Orthodontics) | 1 | 0% | 1 | EA | 2.988 | 2.988 | 69.5599 | 207.8448 | 488.025 | 488.025 | 695.8698
491 | A-601 - A-607 | A-601 - A-607 | DIV-10 | Interior Signage | (5'-0") "Orthodontics Signage" (Coordinate With Owner) | 1 | 0% | 1 | EA | 5.328 | 5.328 | 69.5599 | 370.6149 | 1869.12 | 1869.12 | 2239.7349
492 | A-601 - A-607 | A-601 - A-607 | DIV-10 | Interior Signage | (1'- 6-1/4" X 1'- 0-9/16") Neon "Say" Sign (Coordinate With Owner) | 1 | 0% | 1 | EA | 1.108 | 1.108 | 69.5599 | 77.0723 | 93.6375 | 93.6375 | 170.7098
493 | A-601 - A-607 | A-601 - A-607 | DIV-10 | Interior Signage | (3'- 5 3/4" X 0'- 8 3/8") Marquee Letters " CHEESE" (Coordinate With Owner) | 1 | 0% | 1 | EA | 1.213 | 1.213 | 69.5599 | 84.3761 | 147.3214 | 147.3214 | 231.6975
494 | A-601 - A-607 | A-601 - A-607 | DIV-10 | Interior Signage | (8' X 6') Custom Greenwell Feature By Greenmood Recessed Into Wall With Signage | 1 | 0% | 1 | EA | 5.406 | 5.406 | 69.5599 | 376.0405 | 1885.7143 | 1885.7143 | 2261.7548
495 | A-601 - A-607 | A-601 - A-607 | DIV-10 | Interior Signage | (6'-0" X 1'-11") "O'DELL Orthodontics" Signage (Coordinate Final Signage Size With Custom Wood Wall Manufacturer Rep) | 1 | 0% | 1 | EA | 3.42 | 3.42 | 69.5599 | 237.8947 | 832.075 | 832.075 | 1069.9697
496 | A-601 - A-607 | A-601 - A-607 | DIV-10 | Interior Signage | (5'-3" X 1'-8") "CREATIVE Pediatric Dentistry" Signage (Coordinate Final Signage Size With Custom Wood Wall Manufacturer Rep) | 1 | 0% | 1 | EA | 3.31 | 3.31 | 69.5599 | 230.2431 | 789.4688 | 789.4688 | 1019.7119
497 | A-601 - A-607 | A-601 - A-607 | DIV-10 | Interior Signage | 2' H Wood Number (1) | 1 | 0% | 1 | EA | 0.925 | 0.925 | 69.5599 | 64.3429 | 80 | 80 | 144.3429
498 | A-601 - A-607 | A-601 - A-607 | DIV-10 | Interior Signage | 2' H Wood Number (2) | 1 | 0% | 1 | EA | 0.925 | 0.925 | 69.5599 | 64.3429 | 80 | 80 | 144.3429
499 | A-601 - A-607 | A-601 - A-607 | DIV-10 | Interior Signage | 2' H Wood Number (3) | 1 | 0% | 1 | EA | 0.925 | 0.925 | 69.5599 | 64.3429 | 80 | 80 | 144.3429
500 | A-601 - A-607 | A-601 - A-607 | DIV-10 | Interior Signage | 2' H Wood Number (4) | 1 | 0% | 1 | EA | 0.925 | 0.925 | 69.5599 | 64.3429 | 80 | 80 | 144.3429
501 | A-601 - A-607 | A-601 - A-607 | DIV-10 | Interior Signage | 2' H Wood Number (5) | 1 | 0% | 1 | EA | 0.925 | 0.925 | 69.5599 | 64.3429 | 80 | 80 | 144.3429
502 | A-601 - A-607 | A-601 - A-607 | DIV-10 | Interior Signage | 2' H Wood Number (6) | 1 | 0% | 1 | EA | 0.925 | 0.925 | 69.5599 | 64.3429 | 80 | 80 | 144.3429
503 | A-605 | A-605 | DIV-10 | Interior Signage | (3' Dia) Prize Wheel (Coordinate With Owner) | 1 | 0% | 1 | EA | 1.458 | 1.458 | 69.5599 | 101.4183 | 523.1729 | 523.1729 | 624.5912
504 | A-605 | A-605 | DIV-10 | Interior Signage | Door signage | 53 | 0% | 53 | EA | 0.84 | 44.52 | 69.5599 | 3096.8045 | 32.2 | 1706.6 | 4803.4045
Toilet Accessories
505 | A-501 - A-502 | A-501 - A-502 | DIV-10 | Accessories | TOILET TISSUE DISPENSER Manufacturer: BOBRICK Model: B-6999 | 7 | 0% | 7 | EA | 0.815 | 5.705 | 69.5599 | 396.8389 | 183.02 | 1281.14 | 1677.9789
506 | A-501 - A-502 | A-501 - A-502 | DIV-10 | Accessories | PAPER TOWEL DISPENSER Manufacturer: BOBRICK Model: B-9262 | 7 | 0% | 7 | EA | 1.129 | 7.903 | 69.5599 | 549.7315 | 423.14 | 2961.98 | 3511.7115
507 | A-501 - A-502 | A-501 - A-502 | DIV-10 | Accessories | SOAP DISPENSER Manufacturer: BOBRICK Model: B-2111 | 7 | 0% | 7 | EA | 0.501 | 3.507 | 69.5599 | 243.9464 | 41.23 | 288.61 | 532.5564
508 | A-501 - A-502 | A-501 - A-502 | DIV-10 | Accessories | GRAB BARS 42" LONG Manufacturer: BOBRICK Model: 42W B-6806X42 | 5 | 0% | 5 | EA | 0.627 | 3.135 | 69.5599 | 218.0701 | 64.68 | 323.4 | 541.4701
509 | A-501 - A-502 | A-501 - A-502 | DIV-10 | Accessories | GRAB BARS 36" LONG Manufacturer: BOBRICK Model: 36W B-6806X36 | 5 | 0% | 5 | EA | 0.573 | 2.865 | 69.5599 | 199.289 | 51.53 | 257.65 | 456.939
510 | A-501 - A-502 | A-501 - A-502 | DIV-10 | Accessories | GRAB BARS 18" LONG Manufacturer: BOBRICK Model: 18W B-6806.99X18 | 5 | 0% | 5 | EA | 0.503 | 2.515 | 69.5599 | 174.943 | 41.23 | 206.15 | 381.093
511 | A-501 - A-502 | A-501 - A-502 | DIV-10 | Accessories | 24" X 30" MIRROR Manufacturer: ALLEN+ROTH Model: 75-102 | 7 | 0% | 7 | EA | 1.458 | 10.206 | 69.5599 | 709.9278 | 289 | 2023 | 2732.9278
512 | A-501 - A-502 | A-501 - A-502 | DIV-10 | Accessories | COAT HOOK Manufacturer: BOBRICK Model:B-3013 | 5 | 0% | 5 | EA | 0.878 | 4.39 | 69.5599 | 305.3677 | 22.3 | 111.5 | 416.8677
513 | A-501 - A-502 | A-501 - A-502 | DIV-10 | Accessories | TOWER BAR Manufacturer: MOEN Model:BP1824BL | 1 | 0% | 1 | EA | 0.569 | 0.569 | 69.5599 | 39.5796 | 50.7 | 50.7 | 90.2796
Misc.
514 | A-607 | A-607 | DIV-10 | Accessories | (60X40) LED Backlite Mirror | 1 | 0% | 1 | EA | 2.127 | 2.127 | 69.5599 | 147.9538 | 499.99 | 499.99 | 647.9438
Lockers
515 |  |  | DIV-10 | Accessories | (2'-4" High x 1'-0" Deep) Lockers - LC-01 Material: LOCKER Manufacturer: FORMICA Finish: BUFF ELM 5793 | 47.99 | 5% | 50.3895 | LF | 1.35 | 68.0258 | 69.5599 | 4731.8662 | 290.1333 | 14619.6736 | 19351.5398
|  |  | DIV-11 |  | Equipment | [11 empty] | 3469.2975
Appliances
516 | A-107 | A-107 | DIV-11 | Appliances | Beverage station | 1 | 0% | 1 | EA | 2.845 | 2.845 | 48.6919 | 138.5284 |  | 0 | 138.5284
517 | A-107 | A-107 | DIV-11 | Appliances | Microwave | 4 | 0% | 4 | EA | 2.367 | 9.468 | 48.6919 | 461.0149 |  | 0 | 461.0149
518 | A-107 | A-107 | DIV-11 | Appliances | Mini refrigerator | 1 | 0% | 1 | EA | 2.859 | 2.859 | 48.6919 | 139.2101 |  | 0 | 139.2101
519 | A-107 | A-107 | DIV-11 | Appliances | TV | 4 | 0% | 4 | EA | 2.346 | 9.384 | 48.6919 | 456.9247 |  | 0 | 456.9247
520 | A-107 | A-107 | DIV-11 | Appliances | Under cabinet refrigerator | 1 | 0% | 1 | EA | 3.845 | 3.845 | 48.6919 | 187.2203 |  | 0 | 187.2203
521 | A-107 | A-107 | DIV-11 | Appliances | Monitor | 27 | 0% | 27 | EA | 1.587 | 42.849 | 48.6919 | 2086.399 |  | 0 | 2086.399
Note: Owner Furnished Contractor Installed, OFCI
|  |  | DIV-12 |  | Furnishing | [11 empty] | 221559.3317
Countertop & Backsplash
522 | A-107 | A-601-A-608 | DIV-12 | Countertops | Plastic laminate desktop - PL-02 Material: LAMINATE Manufacturer: FORMICA Finish: BUFF ELM 5793 | 117.95 | 5% | 123.8475 | SF | 0.147 | 18.2056 | 73.7573 | 1342.7951 | 45.5 | 5635.0613 | 6977.8563
523 | A-107 | A-601-A-608 | DIV-12 | Countertops | 4" High Backsplash - PL-02 Material: LAMINATE Manufacturer: FORMICA Finish: BUFF ELM 5793 | 30.23 | 5% | 31.7415 | LF | 0.23 | 7.3005 | 73.7573 | 538.4687 | 19.8 | 628.4817 | 1166.9504
524 | A-107 | A-601-A-608 | DIV-12 | Countertops | Plastic laminate countertop - PL-03 Material: LAMINATE Manufacturer: FORMICA Finish: WHITE 949-90 | 25.97 | 5% | 27.2685 | SF | 0.147 | 4.0085 | 73.7573 | 295.654 | 45.5 | 1240.7168 | 1536.3707
525 | A-107 | A-601-A-608 | DIV-12 | Countertops | 1-1/2" Thick countertop surface - PL-05 Material: LAMINATE Manufacturer: WILSONART Finish: CALCUTTA MARBLE 4925-07 | 273.3 | 5% | 286.965 | SF | 0.359 | 103.0204 | 73.7573 | 7598.5119 | 85.5 | 24535.5075 | 32134.0194
526 | A-107 | A-601-A-608 | DIV-12 | Countertops | 4" High Backsplash - PL-05 Material: LAMINATE Manufacturer: WILSONART Finish: CALCUTTA MARBLE 4925-07 | 188.55 | 5% | 197.9775 | LF | 0.23 | 45.5348 | 73.7573 | 3358.527 | 37.5 | 7424.1563 | 10782.6832
527 | A-107 | A-601-A-608 | DIV-12 | Countertops | Quarts Countertop - QT-01 Material: QUARTZ Manufacturer: WILSONART Finish: CALACATTA SERCHIO Q4059 | 124.7 | 5% | 130.935 | SF | 0.272 | 35.6143 | 73.7573 | 2626.817 | 135.5 | 17741.6925 | 20368.5095
528 | A-107 | A-601-A-608 | DIV-12 | Countertops | (1'-0" High) Quarts backsplash- QT-01 Material: QUARTZ Manufacturer: WILSONART Finish: CALACATTA SERCHIO Q4059 | 12.45 | 5% | 13.0725 | LF | 0.23 | 3.0067 | 73.7573 | 221.7643 | 37.5 | 490.2188 | 711.9831
529 | A-107 | A-601-A-608 | DIV-12 | Countertops | Quarts Countertop - QT-02 Material: QUARTZ Manufacturer: WILSONART Finish: RIVER GLEN Q4053 | 86.13 | 5% | 90.4365 | SF | 0.272 | 24.5987 | 73.7573 | 1814.3364 | 135.5 | 12254.1457 | 14068.4822
530 | A-107 | A-601-A-608 | DIV-12 | Countertops | (1'-0" High) Quarts backsplash- QT-02 Material: QUARTZ Manufacturer: WILSONART Finish: RIVER GLEN Q4053 | 9.37 | 5% | 9.8385 | LF | 0.23 | 2.2629 | 73.7573 | 166.9021 | 37.5 | 368.9437 | 535.8459
531 | A-107 | A-601-A-608 | DIV-12 | Countertops | 4" High backsplash - QT-02 Material: QUARTZ Manufacturer: WILSONART Finish: RIVER GLEN Q4053 | 37.46 | 5% | 39.333 | LF | 0.23 | 9.0466 | 73.7573 | 667.2523 | 37.5 | 1474.9875 | 2142.2398
532 | A-107 | A-601-A-608 | DIV-12 | Countertops | Solid surface countertop - SS-01 Material: SOLID SURFACE Manufacturer: WILSONART Finish: FROSTY WHITE 1573SL | 61.62 | 5% | 64.701 | SF | 0.359 | 23.2277 | 73.7573 | 1713.21 | 85.5 | 5531.9355 | 7245.1455
533 | A-107 | A-601-A-608 | DIV-12 | Countertops | Solid surface countertop - SS-02 Material: SOLID SURFACE Manufacturer: WILSONART Finish: MORNING ICE 9204CE | 82.15 | 5% | 86.2575 | SF | 0.359 | 30.9664 | 73.7573 | 2284.002 | 85.5 | 7375.0163 | 9659.0183
534 | A-107 | A-601-A-608 | DIV-12 | Countertops | 4" High Backsplash - SS-02 Material: SOLID SURFACE Manufacturer: WILSONART Finish: MORNING ICE 9204CE | 54.04 | 5% | 56.742 | LF | 0.23 | 13.0507 | 73.7573 | 962.5818 | 37.5 | 2127.825 | 3090.4068
535 | A-107 | A-601-A-608 | DIV-12 | Countertops | Solid surface countertop - SS-03 Material: SOLID SURFACE Manufacturer: MEGANITE Finish: CANVAS MIST 312AR | 84.18 | 5% | 88.389 | SF | 0.359 | 31.7317 | 73.7573 | 2340.4417 | 85.5 | 7557.2595 | 9897.7012
536 | A-107 | A-601-A-608 | DIV-12 | Countertops | 4" High Backsplash - SS-03 Material: SOLID SURFACE Manufacturer: MEGANITE Finish: CANVAS MIST 312AR | 50.78 | 5% | 53.319 | LF | 0.23 | 12.2634 | 73.7573 | 904.5134 | 37.5 | 1999.4625 | 2903.9759
Cabinets & Drawers
537 | A-107 | A-601-A-608 | DIV-12 | Cabinetry | (2" High x 2'-6" Deep) Pencil drawer - PL-01 | 4.02 | 5% | 4.221 | LF | 0.95 | 4.0099 | 69.5599 | 278.9315 | 28.8542 | 121.7934 | 400.725
538 | A-107 | A-601-A-608 | DIV-12 | Cabinetry | (2'-6" High x 2'-0" Deep) Base cabinets w/ 1 Layers adjustable shelving - PL-02 | 56.64 | 5% | 59.472 | LF | 1.1 | 65.4192 | 69.5599 | 4550.5497 | 115.4167 | 6864.06 | 11414.6097
539 | A-107 | A-601-A-608 | DIV-12 | Cabinetry | (2'-4" High x 2'-0" Deep) Base cabinets w/ 1 Layers adjustable shelving - PL-02 | 84.23 | 5% | 88.4415 | LF | 1.1 | 97.2857 | 69.5599 | 6767.1752 | 107.5683 | 9513.5048 | 16280.68
540 | A-107 | A-601-A-608 | DIV-12 | Cabinetry | (2'-2" High x 2'-0" Deep) Base cabinets w/ 1 Layers adjustable shelving - PL-02 | 19.44 | 5% | 20.412 | LF | 1.1 | 22.4532 | 69.5599 | 1561.8412 | 100.1817 | 2044.9082 | 3606.7494
541 | A-107 | A-601-A-608 | DIV-12 | Cabinetry | (2'-0" High x 2'-0" Deep) Base cabinets w/ 1 Layers adjustable shelving - PL-02 | 6.41 | 5% | 6.7305 | LF | 2.2 | 14.8071 | 69.5599 | 1029.9797 | 92.3333 | 621.4495 | 1651.4292
542 | A-107 | A-601-A-608 | DIV-12 | Cabinetry | (2'-0" High x 2'-0" Deep) Wall cabinets w/ 1 Layers adjustable shelving - PL-02 | 25.76 | 5% | 27.048 | LF | 1.1 | 29.7528 | 69.5599 | 2069.6003 | 92.3333 | 2497.432 | 4567.0323
543 | A-107 | A-601-A-608 | DIV-12 | Cabinetry | (2'-6" High x 2'-0" Deep) Wall cabinets w/ 1 Layers adjustable shelving - PL-02 | 13.71 | 5% | 14.3955 | LF | 1.65 | 23.7526 | 69.5599 | 1652.2256 | 115.4167 | 1661.4806 | 3313.7062
544 | A-107 | A-601-A-608 | DIV-12 | Cabinetry | (1'-6" High x 1'-0" Deep) Wall cabinets w/ 1 Layers adjustable shelving - PL-02 | 11.99 | 5% | 12.5895 | LF | 1.2 | 15.1074 | 69.5599 | 1050.8685 | 41.25 | 519.3169 | 1570.1854
545 | A-107 | A-601-A-608 | DIV-12 | Cabinetry | (2'-0" High x 1'-0" Deep) Wall cabinets w/ 1 Layers adjustable shelving - PL-02 | 23.17 | 5% | 24.3285 | LF | 1.2 | 29.1942 | 69.5599 | 2030.7442 | 55 | 1338.0675 | 3368.8117
546 | A-107 | A-601-A-608 | DIV-12 | Cabinetry | (2'-6" High x 1'-0" Deep) Wall cabinets w/ 1 Layers adjustable shelving - PL-02 | 99.21 | 5% | 104.1705 | LF | 0.8 | 83.3364 | 69.5599 | 5796.8675 | 68.75 | 7161.7219 | 12958.5894
547 | A-107 | A-601-A-608 | DIV-12 | Cabinetry | (2'-0" High x 2'-0" Deep) Lockable drawer - PL-02 | 2.94 | 5% | 3.087 | LF | 2.2 | 6.7914 | 69.5599 | 472.4088 | 96 | 296.352 | 768.7608
548 | A-107 | A-601-A-608 | DIV-12 | Cabinetry | (2'-0" High x 2'-0" Deep) Drawer - PL-02 | 2.49 | 5% | 2.6145 | LF | 2.2 | 5.7519 | 69.5599 | 400.1013 | 96 | 250.992 | 651.0933
549 | A-107 | A-601-A-608 | DIV-12 | Cabinetry | (2'-4" High x 2'-0" Deep) Base cabinets w/ 1 Layers adjustable shelving - PL-03 | 7.54 | 5% | 7.917 | LF | 2.2 | 17.4174 | 69.5599 | 1211.5517 | 107.5683 | 851.6185 | 2063.1702
550 | A-107 | A-601-A-608 | DIV-12 | Cabinetry | (6'-8" High x 2'-0" Deep) Cabinets w/ 3 Layers adjustable shelving - PL-02 | 8.66 | 5% | 9.093 | LF | 2.2 | 20.0046 | 69.5599 | 1391.517 | 307.9317 | 2800.0226 | 4191.5396
551 | A-107 | A-601-A-608 | DIV-12 | Cabinetry | (1'-4" High x 18" Deep) shoes cubbies- PL-02 | 5.5 | 5% | 5.775 | LF | 2.2 | 12.705 | 69.5599 | 883.7579 | 103.875 | 599.8781 | 1483.636
552 | A-107 | A-601-A-608 | DIV-12 | Cabinetry | (2'-0" High x 2'-0" Deep) Lockable drawer - PL-03 | 1.97 | 5% | 2.0685 | LF | 2.2 | 4.5507 | 69.5599 | 316.546 | 92.3333 | 190.9915 | 507.5375
553 | A-107 | A-601-A-608 | DIV-12 | Cabinetry | (2'-0" High x 1'-10" Deep) Lockable drawer - PL-03 | 2.93 | 5% | 3.0765 | LF | 2.013 | 6.193 | 69.5599 | 430.7838 | 84.485 | 259.9181 | 690.7019
554 | A-107 | A-601-A-608 | DIV-12 | Cabinetry | (0'-7" High x 1'-0" Deep) Drawer - PL-03 | 3.97 | 5% | 4.1685 | LF | 1.6 | 6.6696 | 69.5599 | 463.9364 | 34.5 | 143.8133 | 607.7496
555 | A-107 | A-601-A-608 | DIV-12 | Cabinetry | (2'-6" High x 1'-10" Deep) Base cabinets w/ 1 Layers adjustable shelving - PL- 04 | 27.82 | 5% | 29.211 | LF | 1.5098 | 44.1013 | 69.5599 | 3067.6803 | 105.6063 | 3084.8642 | 6152.5445
556 | A-107 | A-601-A-608 | DIV-12 | Cabinetry | (2'-6" High x 2'-0" Deep) Base cabinets w/ 1 Layers adjustable shelving - PL-06 | 3.81 | 5% | 4.0005 | LF | 2.2 | 8.8011 | 69.5599 | 612.2032 | 115.4167 | 461.7244 | 1073.9276
557 | A-107 | A-601-A-608 | DIV-12 | Cabinetry | (2'-4" High x 2'-0" Deep) Base cabinets w/ 1 Layers adjustable shelving - PL-07 | 36.09 | 5% | 37.8945 | LF | 1.1 | 41.684 | 69.5599 | 2899.5293 | 107.5683 | 4076.2482 | 6975.7775
558 | A-107 | A-601-A-608 | DIV-12 | Cabinetry | (2'-6" High x 1'-0" Deep) Wall cabinets w/ 1 Layers adjustable shelving - PL-07 | 17.7 | 5% | 18.585 | LF | 1.2 | 22.302 | 69.5599 | 1551.3238 | 68.75 | 1277.7188 | 2829.0425
559 | A-107 | A-601-A-608 | DIV-12 | Cabinetry | (6'-8" High x 2'-0" Deep) Cabinets w/ 3 Layers adjustable shelving - PL-07 | 4.77 | 5% | 5.0085 | LF | 2.2 | 11.0187 | 69.5599 | 766.4591 | 307.9317 | 1542.2758 | 2308.7349
Shelving
560 | A-107 | A-601-A-608 | DIV-12 | Cabinetry | (1'-0" Deep) 2" Thick floating shelves | 18.03 | 5% | 18.9315 | LF | 0.35 | 6.626 | 69.5599 | 460.9053 | 18.5 | 350.2328 | 811.1381
561 | A-107 | A-601-A-608 | DIV-12 | Cabinetry | (1'-0" Deep) 3" Thick floating shelves | 15.01 | 5% | 15.7605 | LF | 0.35 | 5.5162 | 69.5599 | 383.7043 | 22.3 | 351.4592 | 735.1635
562 | A-107 | A-601-A-608 | DIV-12 | Cabinetry | (1'-0" Deep) Acrylic shelves | 6.01 | 5% | 6.3105 | LF | 0.35 | 2.2087 | 69.5599 | 153.6351 | 28 | 176.694 | 330.3291
563 | A-107 | A-601-A-608 | DIV-12 | Cabinetry | Wood dowel supports | 6.01 | 0% | 6.01 | EA | 0.32 | 1.9232 | 69.5599 | 133.7775 | 16.3 | 97.963 | 231.7405
564 | A-107 | A-601-A-608 | DIV-12 | Cabinetry | (10" Deep) 1" Shelf divider | 3.95 | 5% | 4.1475 | LF | 0.2905 | 1.2048 | 69.5599 | 83.8091 | 24 | 99.54 | 183.3491
565 | A-107 | A-601-A-608 | DIV-12 | Cabinetry | (10" Deep) 1/2" Plywood with plastic laminate shelving - PL-01 | 7.66 | 5% | 8.043 | LF | 0.2905 | 2.3365 | 69.5599 | 162.526 | 15.355 | 123.5003 | 286.0263
566 | A-107 | A-601-A-608 | DIV-12 | Cabinetry | (1'-0" Deep) White shelf with rod by closet maid Model#: 3304940 | 2.99 | 5% | 3.1395 | LF | 0.35 | 1.0988 | 69.5599 | 76.4341 | 18.5 | 58.0808 | 134.5149
Misc.
567 | A-107 | A-601-A-608 | DIV-12 | Cabinetry | 1"x2" Valence | 93.46 | 5% | 98.133 | LF | 0.035 | 3.4347 | 69.5599 | 238.9141 | 0.4 | 39.2532 | 278.1673
568 | A-107 | A-601-A-608 | DIV-12 | Cabinetry | 4" High toe kick (2x4 Wood Blocking) | 527.38 | 5% | 553.749 | LF | 0.05 | 27.6875 | 69.5599 | 1925.9349 | 1.092 | 604.6939 | 2530.6288
569 | A-107 | A-601-A-608 | DIV-12 | Cabinetry | 4" Cont. ledger board | 82.05 | 5% | 86.1525 | LF | 0.035 | 3.0153 | 69.5599 | 209.7464 | 0.48375 | 41.6763 | 251.4227
570 | A-107 | A-601-A-608 | DIV-12 | Cabinetry | Steel angle for countertop support | 27 | 0% | 27 | EA | 0.814 | 21.978 | 69.5599 | 1528.7864 | 42.95 | 1159.65 | 2688.4364
571 | A-107 | A-601-A-608 | DIV-12 | Cabinetry | 2-1/2" Grommet | 21 | 0% | 21 | EA | 0.125 | 2.625 | 69.5599 | 182.5946 | 6.88 | 144.48 | 327.0746
572 | A-107 | A-601-A-608 | DIV-12 | Cabinetry | 2x1/2" Plywood with plastic laminate wrap | 29.9 | 5% | 31.395 | SF | 0.012 | 0.37674 | 69.5599 | 26.206 | 1.1281 | 35.4175 | 61.6235
573 | A-107 | A-601-A-608 | DIV-12 | Cabinetry | 3" Dia metal supports leg matt black finish (2'-6" H) | 3 | 0% | 3 | EA | 0.125 | 0.375 | 69.5599 | 26.0849 | 8.57 | 25.71 | 51.7949
For Details, see attached schedule at right.
|  |  | DIV-31 |  | Earthwork | [11 empty] | 12347.6827
Excavation
574 | S-100 | S-100 | DIV-31 | Earth worker | Excavation for pad footing | 20.2593 | 5% | 21.2722 | CY | 0.225 | 4.7862 | 116.7735 | 558.9071 |  | 0 | 558.9071
575 | S-100 | S-100 | DIV-31 | Earth worker | Excavation for cont. footing | 29.4252 | 5% | 30.8964 | CY | 0.225 | 6.9517 | 116.7735 | 811.7743 |  | 0 | 811.7743
576 | S-100 | S-100 | DIV-31 | Earth worker | Excavation for foundation wall | 29.686 | 5% | 31.1703 | CY | 0.225 | 7.0133 | 116.7735 | 818.9686 |  | 0 | 818.9686
577 | S-100 | S-100 | DIV-31 | Earth worker | Excavation for pier | 1.3296 | 5% | 1.3961 | CY | 2.52 | 3.5182 | 116.7735 | 410.8349 |  | 0 | 410.8349
578 | S-100 | S-100 | DIV-31 | Earth worker | Excavation for slab | 327.6788 | 5% | 344.0627 | CY | 0.11 | 37.8469 | 116.7735 | 4419.5145 |  | 0 | 4419.5145
579 |  |  | DIV-31 | Earth worker | Soil Export | 543.1438 | 5% | 570.301 | CY | 0.08 | 45.6241 | 116.7735 | 5327.6834 |  | 0 | 5327.6834
SUB TOTAL | [9 empty] | Total Lab. Hours = | 20039.8993 | Total Lab. Cost = | 1091246.4791 | Total Mat. Cost = | 1212391.6438 | 2303638.123 | 2303638.123
MATERIAL TAX | [11 empty] | 9.5% |  |  | 115177.2062 | 115177.2062 | 115177.2062
OVERHEAD & PROFIT / INFLATION (Material) | [11 empty] | 5% |  |  | 60619.5822 | 60619.5822 | 60619.5822
OVERHEAD & PROFIT (Labor) | [11 empty] | 15% | 163686.9719 |  |  | 163686.9719 | 163686.9719
BOND FEE | [11 empty] | 1.5% | 18824.0018 |  | 20822.8265 | 39646.8282 | 39646.8282
TOTAL BASE BID | [12 empty] | 1273757.4528 |  | 1409011.2587 | 2682768.7115 | 2682768.7115

## HOURLY RATES
Please read the pdf file 'Guidelines to use Excel' sent with the estimate in the drop box link.
Note: Adjusting the per hour labor rate in the table below will automatically update the labor pricing for whole project. To bypass the per hour labor rate for a single item, please put the per hour labor rate against that item in column M of relative tab.
Please don’t edit anything below, without the approval of the Manager (Estimating Department)
CSI Div. | Sub-Contractor/Trade List | Hourly Rates
DIV-1 | General Requirements | 60 | CLICK HERE TO GO BACK TO COST SUMMARY
DIV-10 | Accessories | 69.5599
DIV-09 | Acoustical and Metal Ceiling | 38.5084
DIV-11 | Appliances | 48.6919
DIV-02 | Asbestos Worker | 54.8184
DIV-10 | Awnings / Canopies | 62.2844
DIV-12 | Cabinetry | 69.5599
DIV-06 | Carpenter Millwork | 69.5599
DIV-09 | Ceiling - Others | 38.5084
DIV-07 | Cladding - Metal | 64.8436
DIV-06 | Cladding - Wood | 66.0819
DIV-06 | Cladding - Other | 65.4627
DIV-09 | Clean - Power Wash | 33.8827
DIV-31 | Clearing & Grubbing | 116.7735
DIV-27 | Communication | 78.1748
DIV-03 | Concrete - Building | 62.8817
DIV-12 | Countertops | 73.7573
DIV-08 | Curtain Wall | 38.5084
DIV-02 | Demo - Building | 37.0373
DIV-02 | Demo - Site | 44.4447
DIV-31 | Dewatering | 116.7735
DIV-08 | Doors & Hardware | 69.5599
DIV-09 | Dry Waller | 38.5084
DIV-31 | Earth worker | 116.7735
DIV-26 | Electrician | 78.1748
Div-28 | Electronic Safety and Security (FA) | 78.1748
DIV-14 | Elevator | 140.1505
DIV-11 | Equipment | 38.5084
DIV-31 | Erosion Control | 31.7462
DIV-32 | Exterior improvements | 62.8817
DIV-09 | Exterior Painter | 38.0033
DIV-10 | Exterior Signage | 76.5158
DIV-32 | Fencing and Gates - Metal | 61.0746
DIV-32 | Fencing and Gates - Wood | 69.5599
DIV-32 | Fencing and Gates - Other | 65.3172
DIV-06 | Finish Carpenter | 69.5599
DIV-05 | Fire Proofing | 67.8451
DIV-21 | Fire Suppression | 104.7263
DIV-10 | Fireplace | 67.8451
DIV-09 | Flooring | 62.8365
DIV-10 | Folding/Moveable Partition | 59.1259
DIV-05 | Framer Cold Form | 41.726
DIV-09 | Framer Light Gauge | 38.5084
DIV-06 | Framer Lumber | 38.5084
DIV-06 | Framer Rough Carpenter | 38.5084
DIV-12 | Furniture | 37.7019
DIV-08 | Glazier | 53.1675
DIV-02 | Hazardous Material Handler | 54.8184
DIV-07 | Insulation | 38.5084
DIV-09 | Interior Painter | 38.0033
DIV-10 | Interior Signage | 69.5599
DIV-32 | Irrigation | 56.6089
DIV-07 | Joint Sealants | 66.3374
DIV-32 | Landscaper | 26.4552
DIV-12 | Mailboxes | 69.5599
DIV-04 | Mason - Brick Veneer | 69.3528
DIV-04 | Mason - Cast Stone | 69.3528
DIV-04 | Mason - CMU | 69.3528
DIV-23 | Mechanical | 77.6464
DIV-06 | Millwork | 69.5599
DIV-05 | Ornamental Steel | 67.4027
DIV-05 | Paneling - Metal | 64.8436
DIV-06 | Paneling - Wood | 66.0819
DIV-06 | Paneling - Other | 65.4627
DIV-32 | Paving | 62.8817
DIV-06 | Pergolas | 45.3544
DIV-31 | Piling | 116.7735
DIV-11 | Playground Equipment | 48.9827
DIV-22 | Plumber | 76.7844
DIV-13 | Pool | 78.6021
DIV-03 | Precast Concrete | 62.8817
DIV-13 | Pre-Engineered Metal Building | 120.12
DIV-06 | Roof Sheathing | 38.5084
DIV-07 | Roofer | 55.8167
DIV-06 | Sheathing | 38.5084
DIV-31 | Shoring/SOE | 62.8365
DIV-07 | Siding Contractor | 77.1726
DIV-03 | Site Concrete | 62.8817
DIV-26 | Site Electrical | 78.1748
DIV-12 | Site Furnishing | 69.5599
DIV-09 | Site Paint | 38.0033
DIV-10 | Site Signage | 69.5599
DIV-08 | Skylight | 69.5599
DIV-13 | Special Construction | 62.2844
DIV-05 | Staircases and Railings - Metal | 67.4027
DIV-06 | Staircases and Railings - Wood | 69.5599
DIV-08 | Storefront | 53.1675
DIV-05 | Structural Steel | 62.2844
DIV-07 | Stucco - EIFS | 59.9352
DIV-09 | Tiler | 63.8298
DIV-10 | Toilet Partitions | 69.5599
DIV-34 | Traffic Control | 38.5084
DIV-06 | Trellis | 45.3544
DIV-06 | Truss | 38.5084
DIV-33 | Utilities | 77.849
DIV-09 | Wall Covering | 58.0283
DIV-07 | Water Proofing & Damp Proofing | 69.3528
DIV-08 | Window Installer | 69.5599
DIV-10 | Wire Shelving | 69.5599
DIV-00 | Z
DIV-01 | Z
Unit | Wastage
EA | 0%
LF | 5%
SF | 5%
SY | 5%
LBS | 5%
TONS | 5%
CY | 5%
LS | 0%