## COST SUMMARY
COST SUMMARY
|  | Date: | 2022-07-15 |  |  |  |  | Project Type: | 0
|  | Project: | 0 |  |  |  |  | Scope of Work: | GC
|  | Project Location: | 0 |  |  |  |  | Total Base Bid: | 851980.5637
| BASE BID /ALTERNATES/ALLOWANCES |  | TOTAL COSTS
| Base bid |  | 851980.5637
Hourly Rates Tab
Note: Click on any of the above text to go to the relevant Tab
For Client's Use Only
| CSI Summary for Base Bid | [6 empty] | Comparison with Sub-Quotes
| Div. No. | CSI Division | Labor Cost | Material Cost | Total Cost | % of sub-total cost |  | Division Cost with OH&P & Material Tax | Enter Sub-Quotes Below | Difference | Finalized Bid amount | Remarks
| DIV-01 | General Requirements | 39053.9414 | 0 | 39053.9414 | 5.237% |  | 46864.7297 |  | 46864.7297
| DIV-02 | Existing conditions | 4776.536 | 0 | 4776.536 | 0.6406% |  | 5731.8433 |  | 5731.8433
| DIV-03 | Concrete | 7789.2843 | 15227.4915 | 23016.7758 | 3.087% |  | 26021.2444 |  | 26021.2444
| DIV-04 | Masonry | 11389.0482 | 8714.8545 | 20103.9028 | 2.696% |  | 23209.6236 |  | 23209.6236
| DIV-05 | Metals | 5810.6141 | 13793.5745 | 19604.1886 | 2.629% |  | 22076.701 |  | 22076.701
| DIV-06 | Wood, Plastics & Composites | 14205.8599 | 36682.3318 | 50888.1917 | 6.824% |  | 57214.1852 |  | 57214.1852
| DIV-07 | Thermal & Moisture Protection | 23948.8659 | 37168.4999 | 61117.3659 | 8.196% |  | 69438.1465 |  | 69438.1465
| DIV-08 | Openings | 9034.0089 | 48456.8762 | 57490.8851 | 7.71% |  | 63901.0902 |  | 63901.0902
| DIV-09 | Finishes | 40867.0697 | 60037.9586 | 100905.0283 | 13.53% |  | 114782.0483 |  | 114782.0483
| DIV-10 | Specialties | 561.985 | 2390.46 | 2952.445 | 0.3959% |  | 3291.9357 |  | 3291.9357
| DIV-11 | Equipment | 467.5949 | 7656.17 | 8123.7649 | 1.089% |  | 8944.62 |  | 8944.62
| DIV-12 | Furnishings | 3941.9847 | 18630.8441 | 22572.8288 | 3.027% |  | 25131.1559 |  | 25131.1559
| DIV-14 | Conveying Equipment | 8454.3649 | 40000 | 48454.3649 | 6.498% |  | 53945.2379 |  | 53945.2379
| DIV-21 | Fire Suppression | 12729.5214 | 9912 | 22641.5214 | 3.036% |  | 26129.0657 |  | 26129.0657
| DIV-22 | Plumbing | 34129.0083 | 32512.7922 | 66641.8005 | 8.937% |  | 76556.3174 |  | 76556.3174
| DIV-23 | Heating, Ventilating, & Air conditioning | 33960.5328 | 25335.5185 | 59296.0513 | 7.952% |  | 68495.0321 |  | 68495.0321
| DIV-26 | Electrical | 55195.8597 | 26651.7415 | 81847.6012 | 10.98% |  | 95418.6886 |  | 95418.6886
| DIV-27 | Communications | 2634.2217 | 790.79 | 3425.0117 | 0.4593% |  | 4026.981 |  | 4026.981
| DIV-28 | Electronic Safety & Security | 0 | 0 | 0 | 0% |  | 0 |  | 0
| DIV-31 | Earthwork | 13346.9702 | 3432.4873 | 16779.4576 | 2.25% |  | 19774.9379 |  | 19774.9379
| DIV-32 | Exterior Improvements | 4865.4636 | 9946.4308 | 14811.8944 | 1.986% |  | 16729.8981 |  | 16729.8981
| DIV-33 | Utilities | 10476.8793 | 10707.6038 | 21184.4831 | 2.841% |  | 24297.0814 |  | 24297.0814
|  | SUB TOTAL | 337639.6151 | 408048.4252 | 745688.0403 |  |  | 851980.5637 |  | 851980.5637 | 0
|  | MATERIAL TAX | 0 | 38764.6004 | 38764.6004 |  | 9.5%
|  | OVERHEAD & PROFIT / INFLATION (Material) | 0 | 0 | 0 |  | 0%
|  | OVERHEAD & PROFIT (Labor) | 67527.923 | 0 | 67527.923 |  | 20%
|  | Bond Fee |  |  | 0 |  | 0%
|  | TOTAL BASE BID |  |  | 851980.5637
For Client's Use Only
|  | Sub-Contractor/Trade Summary for Base Bid | [5 empty] | Comparison with Sub-Quotes
|  | Sub Contractor | Labor Cost | Material Cost | Total Cost | % of sub-total |  | Sub Contractor Cost with OH&P & Material Tax | Enter Sub-Quotes Below | Difference | Finalized Bid amount | Remarks
|  | General Requirements | 39053.9414 | 0 | 39053.9414 | 5.237% |  | 46864.7297 |  | 46864.7297
|  | Accessories | 561.985 | 2390.46 | 2952.445 | 0.3959% |  | 3291.9357 |  | 3291.9357
|  | Cabinetry | 2644.2643 | 10967.751 | 13612.0152 | 1.825% |  | 15182.8044 |  | 15182.8044
|  | Communication | 2634.2217 | 790.79 | 3425.0117 | 0.4593% |  | 4026.981 |  | 4026.981
|  | Concrete - Building | 4158.8779 | 11343.9237 | 15502.8016 | 2.079% |  | 17412.25 |  | 17412.25
|  | Countertops | 1297.7205 | 7663.0931 | 8960.8136 | 1.202% |  | 9948.3515 |  | 9948.3515
|  | Demo - Site | 4776.536 | 0 | 4776.536 | 0.6406% |  | 5731.8433 |  | 5731.8433
|  | Dewatering | 1249.6872 | 0 | 1249.6872 | 0.1676% |  | 1499.6247 |  | 1499.6247
|  | Doors & Hardware | 9034.0089 | 48456.8762 | 57490.8851 | 7.71% |  | 63901.0902 |  | 63901.0902
|  | Dry Waller | 8306.873 | 8232.0748 | 16538.9477 | 2.218% |  | 18982.3694 |  | 18982.3694
|  | Earth worker | 10861.5547 | 3432.4873 | 14294.042 | 1.917% |  | 16792.4392 |  | 16792.4392
|  | Electrician | 55195.8597 | 26651.7415 | 81847.6012 | 10.98% |  | 95418.6886 |  | 95418.6886
|  | Elevator | 8454.3649 | 40000 | 48454.3649 | 6.498% |  | 53945.2379 |  | 53945.2379
|  | Equipment | 467.5949 | 7656.17 | 8123.7649 | 1.089% |  | 8944.62 |  | 8944.62
|  | Erosion Control | 632.2809 | 3686.4299 | 4318.7108 | 0.5792% |  | 4795.3778 |  | 4795.3778
|  | Exterior Painter | 292.7315 | 265.65 | 558.3815 | 0.07488% |  | 642.1646 |  | 642.1646
|  | Fencing and Gates - Wood | 329.5133 | 1215.2015 | 1544.7148 | 0.2072% |  | 1726.0616 |  | 1726.0616
|  | Finish Carpenter | 728.4967 | 1366.827 | 2095.3237 | 0.281% |  | 2370.8716 |  | 2370.8716
|  | Fire Suppression | 12729.5214 | 9912 | 22641.5214 | 3.036% |  | 26129.0657 |  | 26129.0657
|  | Flooring | 2876.3165 | 7034.8956 | 9911.2121 | 1.329% |  | 11154.7905 |  | 11154.7905
|  | Framer Lumber | 27888.933 | 36797.7302 | 64686.6632 | 8.675% |  | 73760.2341 |  | 73760.2341
|  | Insulation | 3700.8425 | 16033.8287 | 19734.6712 | 2.647% |  | 21998.0535 |  | 21998.0535
|  | Interior Painter | 5020.1852 | 5390.6314 | 10410.8166 | 1.396% |  | 11926.9636 |  | 11926.9636
|  | Joint Sealants | 4496.236 | 353.8409 | 4850.0769 | 0.6504% |  | 5782.939 |  | 5782.939
|  | Landscaper | 1100.0057 | 1970.0539 | 3070.0596 | 0.4117% |  | 3477.2159 |  | 3477.2159
|  | Mason - Brick Veneer | 4102.3563 | 3665.1103 | 7767.4665 | 1.042% |  | 8936.1233 |  | 8936.1233
|  | Mason - CMU | 7070.6953 | 4850.1371 | 11920.8324 | 1.599% |  | 13795.7345 |  | 13795.7345
|  | Mechanical | 33960.5328 | 25335.5185 | 59296.0513 | 7.952% |  | 68495.0321 |  | 68495.0321
|  | Paving | 707.6267 | 925.1643 | 1632.7911 | 0.219% |  | 1862.207 |  | 1862.207
|  | Plumber | 34129.0083 | 32512.7922 | 66641.8005 | 8.937% |  | 76556.3174 |  | 76556.3174
|  | Roofer | 5575.2219 | 15202.5781 | 20777.8 | 2.786% |  | 23337.0893 |  | 23337.0893
|  | Sheathing | 5781.8623 | 14364.2242 | 20146.0865 | 2.702% |  | 22667.0603 |  | 22667.0603
|  | Shoring/SOE | 1235.7283 | 0 | 1235.7283 | 0.1657% |  | 1482.874 |  | 1482.874
|  | Siding Contractor | 11639.8964 | 7858.62 | 19498.5164 | 2.615% |  | 22573.0645 |  | 22573.0645
|  | Site Concrete | 1618.8779 | 1977.1089 | 3595.9868 | 0.4822% |  | 4107.5878 |  | 4107.5878
|  | Site Furnishing | 45.0144 | 144 | 189.0144 | 0.02535% |  | 211.6972 |  | 211.6972
|  | Staircases and Railings - Metal | 5514.3931 | 12932.7034 | 18447.0965 | 2.474% |  | 20778.582 |  | 20778.582
|  | Staircases and Railings - Wood | 2870.8532 | 11929.8857 | 14800.7389 | 1.985% |  | 16508.2487 |  | 16508.2487
|  | Structural Steel | 296.221 | 860.8711 | 1157.0921 | 0.1552% |  | 1298.119 |  | 1298.119
|  | Tiler | 1903.0536 | 7063.9159 | 8966.9695 | 1.203% |  | 10018.6522 |  | 10018.6522
|  | Utilities | 10476.8793 | 10707.6038 | 21184.4831 | 2.841% |  | 24297.0814 |  | 24297.0814
|  | Water Proofing & Damp Proofing | 2218.8416 | 6105.7349 | 8324.5765 | 1.116% |  | 9348.3896 |  | 9348.3896
|  | SUB TOTAL | 337639.6151 | 408048.4252 | 745688.0403 |  |  | 851980.5637 |  | 851980.5637 | 0
|  | MATERIAL TAX | 0 | 38764.6004 | 38764.6004 |  | 9.5%
|  | OVERHEAD & PROFIT / INFLATION (Material) | 0 | 0 | 0 |  | 0%
|  | OVERHEAD & PROFIT (Labor) | 67527.923 | 0 | 67527.923 |  | 20%
|  | Bond Fee |  |  | 0 |  | 0%
|  | TOTAL BASE BID |  |  | 851980.5637

## BASE BID
ITEM # | REF. SHEET | DETAIL | CSI SECT | Sub Contractor | DESCRIPTION | QTY. | WASTAGE | QTY WITH WASTAGE | UNIT | UNIT LABOR HOURS | TOTAL LABOR HOURS | PER HOUR LABOR RATE | TOTAL LABOR COST | UNIT MATERIAL COST | TOTAL MATERIAL COST | ITEM COST | TRADE COST
Estimate of Materials and Cost of Construction
CLICK HERE TO GO BACK TO COST SUMMARY
|  |  | Sub-Total | 745688.0403 |  |  |  |  | Date: | 2022-07-15
|  | Material Tax | 9.5% | 38764.6004 | (Adjust the percentage for Material tax as required) |  |  |  | Project:
|  | Overhead & Profit / Inflation (Material) | 0% | 0 | (Adjust the percentage for Overhead & Profit as required) |  |  |  | Project Location:
|  | Overhead & Profit (Labor) | 20% | 67527.923 | (Adjust the percentage for Overhead & Profit as required) |  |  |  | Project Type:
|  | Bond Fee | 0% | 0 | (Adjust the percentage for Bond Fee as required)
|  |  | Total Bid | 851980.5637 |  |  |  |  | Gross Internal Area of Structure (SF) | 4941
[9 empty] | Covered Area of Structure (SF) | 1648
|  | Material Wastage 1 | 0% | ( for Quantities in Each & LS) |  |  |  |  | No. of Units
|  | Material Wastage 2 | 5% | ( for Quantities in LF, SF, SY, CY, LBS, TONS) |  |  |  |  | No. of Floors | 3
| (Changing the wastage percentage here will update the wastage for whole tab) | [7 empty] | Hardscaping Area (SF) | 253
[9 empty] | Soft scaping Area (SF) | 316
Note: To change hourly rates for any trade please go to "Hourly Rates" Tab
ITEM # | REF. SHEET | DETAIL | CSI SECT | Sub Contractor | DESCRIPTION | QTY. | WASTAGE | QTY WITH WASTAGE | UNIT | UNIT LABOR HOURS | TOTAL LABOR HOURS | PER HOUR LABOR RATE | TOTAL LABOR COST | UNIT MATERIAL COST | TOTAL MATERIAL COST | ITEM COST | TRADE COST
|  |  | DIV-01 |  | General | [11 empty] | 39053.9414
Plan Design and Permitting
1 |  |  | DIV-01 | General Requirements | Architecture (Assumed By Owner) | 1 | 0% | 1 | LS |  | 0 | 35 | 0 |  |  | 0
2 |  |  | DIV-01 | General Requirements | Engineering (Assumed By Owner) | 1 | 0% | 1 | LS |  | 0 | 35 | 0 |  |  | 0
3 |  |  | DIV-01 | General Requirements | Surveying | 1 | 0% | 1 | LS |  | 0 | 35 | 0 |  |  | 0
4 |  |  | DIV-01 | General Requirements | Soils Report (Assumed By Owner) | 1 | 0% | 1 | LS |  | 0 | 35 | 0 |  |  | 0
5 |  |  | DIV-01 | General Requirements | Geological Report (Assumed By Owner) | 1 | 0% | 1 | LS |  | 0 | 35 | 0 |  |  | 0
6 |  |  | DIV-01 | General Requirements | Concrete Testing | 1 | 0% | 1 | LS |  | 0 | 35 | 0 |  |  | 0
7 |  |  | DIV-01 | General Requirements | Permit Fee | 1 | 0% | 1 | LS | 40.3791 | 40.3791 | 35 | 1413.2682 |  |  | 1413.2682
8 |  |  | DIV-01 | General Requirements | Permits (Based on interior finish area) | 1 | 0% | 1 | LS |  | 0 | 35 | 0 |  |  | 0
9 |  |  | DIV-01 | General Requirements | Plan Coordination | 1 | 0% | 1 | LS |  | 0 | 35 | 0 |  |  | 0
10 |  |  | DIV-01 | General Requirements | Roof Inspection | 1 | 0% | 1 | LS |  | 0 | 35 | 0 |  |  | 0
11 |  |  | DIV-01 | General Requirements | Blueprints (54 Pages) | 1 | 0% | 1 | LS | 46.2857 | 46.2857 | 35 | 1620 |  |  | 1620
Utilities
12 |  |  | DIV-01 | General Requirements | Utilities during construction (Based on interior finish area) | 1 | 0% | 1 | LS | 29.0729 | 29.0729 | 35 | 1017.5531 |  |  | 1017.5531
13 |  |  | DIV-01 | General Requirements | Port-o-Potty (Based on interior finish area) | 1 | 0% | 1 | LS | 25.9436 | 25.9436 | 35 | 908.0248 |  |  | 908.0248
14 |  |  | DIV-01 | General Requirements | Temporary Power (Based on interior finish area) | 1 | 0% | 1 | LS | 65.616 | 65.616 | 35 | 2296.5608 |  |  | 2296.5608
Equipment and Tools
15 |  |  | DIV-01 | General Requirements | Tool Rentals | 1 | 0% | 1 | LS |  | 0 | 35 | 0 |  |  | 0
16 |  |  | DIV-01 | General Requirements | Tool Shed | 1 | 0% | 1 | LS |  | 0 | 35 | 0 |  |  | 0
17 |  |  | DIV-01 | General Requirements | Dust Control | 1 | 0% | 1 | LS |  | 0 | 35 | 0 |  |  | 0
18 |  |  | DIV-01 | General Requirements | Ice, Water, Beverages | 1 | 0% | 1 | LS |  | 0 | 35 | 0 |  |  | 0
19 |  |  | DIV-01 | General Requirements | Garbage Dumpster / Trash Containers | 1 | 0% | 1 | LS |  | 0 | 35 | 0 |  |  | 0
20 |  |  | DIV-01 | General Requirements | Mobilization/Demobilization (Temporary Control & Facilities) | 1 | 0% | 1 | LS | 403.7909 | 403.7909 | 35 | 14132.682 |  |  | 14132.682
Signage and Promotion
21 |  |  | DIV-01 | General Requirements | Job Signs | 1 | 0% | 1 | LS |  | 0 | 35 | 0 |  |  | 0
22 |  |  | DIV-01 | General Requirements | Job Photos | 1 | 0% | 1 | LS |  | 0 | 35 | 0 |  |  | 0
23 |  |  | DIV-01 | General Requirements | Signage | 1 | 0% | 1 | LS |  | 0 | 35 | 0 |  |  | 0
24 |  |  | DIV-01 | General Requirements | Promotion/entertainment | 1 | 0% | 1 | LS |  | 0 | 35 | 0 |  |  | 0
25 |  |  | DIV-01 | General Requirements | Misc. | 1 | 0% | 1 | LS |  | 0 | 35 | 0 |  |  | 0
Cleaning and Final
26 |  |  | DIV-01 | General Requirements | Trash | 1 | 0% | 1 | LS |  | 0 | 35 | 0 |  |  | 0
27 |  |  | DIV-01 | General Requirements | Final Cleaning | 1 | 0% | 1 | LS |  | 0 | 35 | 0 |  |  | 0
28 |  |  | DIV-01 | General Requirements | Window washing (rough # of windows ) | 1 | 0% | 1 | LS |  | 0 | 35 | 0 |  |  | 0
29 |  |  | DIV-01 | General Requirements | Punch List Items | 1 | 0% | 1 | LS |  | 0 | 35 | 0 |  |  | 0
Bonds, Insurance, Legal
30 |  |  | DIV-01 | General Requirements | Casualty Insurance | 1 | 0% | 1 | LS |  | 0 | 35 | 0 |  |  | 0
31 |  |  | DIV-01 | General Requirements | Medical Insurance | 1 | 0% | 1 | LS |  | 0 | 35 | 0 |  |  | 0
32 |  |  | DIV-01 | General Requirements | General Liability Insurance | 1 | 0% | 1 | LS |  | 0 | 35 | 0 |  |  | 0
Project Management & Supervision
33 |  |  | DIV-01 | General Requirements | Project Management & Supervision | 1 | 0% | 1 | LS | 504.7386 | 504.7386 | 35 | 17665.8525 |  |  | 17665.8525
|  |  | DIV-02 |  | Existing Conditions | [11 empty] | 4776.536
Site Demolition
34 | CIV-110 | Demo. Keynote 1 | DIV-02 | Demo - Site | Remove unused water lateral at the mains - Removal as per DC water standard and specifications | 22.05 | 5% | 23.1525 | LF | 0.144 | 3.334 | 25.2761 | 84.2695 |  | 0 | 84.2695
35 | CIV-110 | Demo. Keynote 2 | DIV-02 | Demo - Site | Remove wood fence | 16.02 | 5% | 16.821 | LF | 0.192 | 3.2296 | 25.2761 | 81.6325 |  | 0 | 81.6325
36 | CIV-110 | Demo. Keynote 4 | DIV-02 | Demo - Site | Remove (8" Thk.) retaining block wall Note: 4' Height is assumed. | 145.16 | 5% | 152.418 | SF | 0.2 | 30.4836 | 25.2761 | 770.5066 |  | 0 | 770.5066
37 | CIV-110 | Demo. Keynote 5 | DIV-02 | Demo - Site | Remove trees - Coordinate removal with Trudy Scott | 5 | 0% | 5 | EA | 4 | 20 | 25.2761 | 505.5221 |  | 0 | 505.5221
38 | CIV-110 | Demo. Keynote 6 | DIV-02 | Demo - Site | Sawcut concrete paver pavement Note: Pavement is assumed to be concrete pavers. | 90.23 | 5% | 94.7415 | LF | 0.22 | 20.8431 | 25.2761 | 526.8331 |  | 0 | 526.8331
39 | CIV-110 | Demo. Keynote 6 | DIV-02 | Demo - Site | Demolish (Approx. 9" Thk.) concrete paver pavement Note: Pavement is assumed to be concrete pavers. | 162.83 | 5% | 170.9715 | SF | 0.088 | 15.0455 | 25.2761 | 380.2914 |  | 0 | 380.2914
40 | CIV-110 |  | DIV-02 | Demo - Site | Remove gravel pavement/ area | 1300 | 5% | 1365 | SF | 0.01 | 13.65 | 25.2761 | 345.0188 |  | 0 | 345.0188
41 | CIV-110 |  | DIV-02 | Demo - Site | Remove planter area | 294 | 5% | 308.7 | SF | 0.15 | 46.305 | 25.2761 | 1170.41 |  | 0 | 1170.41
42 | CIV-500 |  | DIV-02 | Demo - Site | Sawcut concrete sidewalk | 25 | 5% | 26.25 | LF | 0.22 | 5.775 | 25.2761 | 145.9695 |  | 0 | 145.9695
43 | CIV-500 |  | DIV-02 | Demo - Site | Remove (Approx. 9" Thk.) concrete sidewalk | 65 | 5% | 68.25 | SF | 0.088 | 6.006 | 25.2761 | 151.8083 |  | 0 | 151.8083
44 | CIV-500 |  | DIV-02 | Demo - Site | Sawcut asphalt pavement | 45 | 5% | 47.25 | LF | 0.154 | 7.2765 | 25.2761 | 183.9216 |  | 0 | 183.9216
45 | CIV-500 |  | DIV-02 | Demo - Site | Remove (Approx. 11" Thk.) asphalt pavement | 90 | 5% | 94.5 | SF | 0.036 | 3.402 | 25.2761 | 85.9893 |  | 0 | 85.9893
46 | CIV-500 |  | DIV-02 | Demo - Site | Remove (1'6"W) curb and gutter | 5 | 5% | 5.25 | LF | 0.3 | 1.575 | 25.2761 | 39.8099 |  | 0 | 39.8099
47 |  |  | DIV-02 | Demo - Site | Hauling of Demo Material offsite | 47 | 5% | 49.35 | CY | 0.24416 | 12.0491 | 25.2761 | 304.5534 |  | 0 | 304.5534
|  |  | DIV-03 |  | Concrete | [11 empty] | 23016.7758
Concrete Cont. Footing
48 | S1100 | S2200 | DIV-03 | Concrete - Building | (24" Wide X 10" Deep) Concrete Cont. Footing (287 LF) | 17.6452 | 5% | 18.5274 | CY | 2.25 | 41.6868 | 26.6815 | 1112.265 | 188.0044 | 3483.242 | 4595.507
49 | S1100 | S2200 | DIV-03 | Concrete - Building | (3) #4 Cont. Bars. | 568.26 | 5% | 596.673 | LBS | 0.01 | 5.9667 | 26.6815 | 159.2013 | 0.93 | 554.9059 | 714.1072
50 | S1100 | S2200 | DIV-03 | Concrete - Building | #4 Dowel Bar @48" O.C (3.58 LF) | 169.5309 | 5% | 178.0074 | LBS | 0.01 | 1.7801 | 26.6815 | 47.4951 | 0.93 | 165.5469 | 213.042
51 |  |  |  |  | Concrete Slab | 936 |  |  | SF
52 | S1100 | Note F3 | DIV-03 | Concrete - Building | (4") Thick Concrete Slab (936 SF) | 11.44 | 5% | 12.012 | CY | 2.8 | 33.6336 | 26.6815 | 897.3949 | 188.0044 | 2258.3095 | 3155.7044
53 | S1100 | Note F3 | DIV-03 | Concrete - Building | (6x6) W2.0 XW 2.0 WWF | 936 | 5% | 982.8 | SF | 0.004 | 3.9312 | 26.6815 | 104.8903 | 0.6125 | 601.965 | 706.8553
54 | S1100 | Note F3 | DIV-03 | Concrete - Building | 4" Gravel Fill on Stable Soil | 11.44 | 5% | 12.012 | CY | 0.675 | 8.1081 | 26.6815 | 216.3363 | 35.1681 | 422.4398 | 638.7761
55 | S1100 | Note F3 | DIV-03 | Joint Sealants | Control Joints in Slab @ 36" O.C | 312 | 5% | 327.6 | LF | 0.22 | 72.072 | 23.2578 | 1676.2362 |  | 0 | 1676.2362
56 |  |  |  |  | Concrete Slab | 20 |  |  | SF
57 | S1100 | Note F3 | DIV-03 | Concrete - Building | (6") Thick Concrete Slab (20 SF) | 0.37037 | 5% | 0.38889 | CY | 10.5 | 4.0833 | 26.6815 | 108.9495 | 188.0044 | 73.1128 | 182.0623
58 | S1100 | Note F3 | DIV-03 | Concrete - Building | #4 Bars at 12" O.C Each way | 26.4 | 5% | 27.72 | LBS | 0.01 | 0.2772 | 26.6815 | 7.3961 | 0.93 | 25.7796 | 33.1757
59 | S1100 | Note F3 | DIV-03 | Concrete - Building | 4" Gravel Fill on Stable Soil | 0.37037 | 5% | 0.38889 | CY | 0.675 | 0.2625 | 26.6815 | 7.0039 | 35.1681 | 13.6765 | 20.6804
60 | S1100 | Note F3 | DIV-03 | Concrete - Building | 6 Mil Poly Vapor Barrier | 20 | 5% | 21 | SF | 0.012 | 0.252 | 26.6815 | 6.7237 | 0.1 | 2.1 | 8.8237
Ramp
61 | A1100 | A4301 | DIV-03 | Concrete - Building | 8" Thick Concrete Ramp (70 SF) | 1 | 0% | 1 | EA | 4 | 4 | 26.6815 | 106.726 | 188.0044 | 188.0044 | 294.7305
62 | A1100 | A4301 | DIV-03 | Concrete - Building | 4" Thick Concrete Ramp (126 SF) | 1 | 0% | 1 | EA | 4 | 4 | 26.6815 | 106.726 | 188.0044 | 188.0044 | 294.7305
63 | A1100 | A4301 | DIV-03 | Concrete - Building | (6x6) W2.0 XW 2.0 WWF | 126 | 5% | 132.3 | SF | 0.004 | 0.5292 | 26.6815 | 14.1198 | 0.6125 | 81.0338 | 95.1536
64 | A1100 | A4301 | DIV-03 | Water Proofing & Damp Proofing | Vapor Barrier | 126 | 5% | 132.3 | SF | 0.005 | 0.6615 | 36.0703 | 23.8605 | 0.22 | 29.106 | 52.9665
Compaction
65 |  |  | DIV-03 | Concrete - Building | Compaction of Subgrade | 1074 | 5% | 1127.7 | SF | 0.0057824 | 6.5208 | 26.6815 | 173.9842 |  | 0 | 173.9842
Misc. Items
66 | S1101,S1101,S1102 | Note F1,S1.T1 | DIV-03 | Joint Sealants | Expansion joint Between New Building & Neighboring Building | 342 | 5% | 359.1 | LF | 0.154 | 55.3014 | 23.2578 | 1286.1889 | 0.496 | 178.1136 | 1464.3025
67 | S1101 | Note F4 | DIV-03 | Joint Sealants | Caulking the Joint B/W The Slab and The Wall | 79 | 5% | 82.95 | LF | 0.016 | 1.3272 | 23.2578 | 30.8678 | 0.05 | 4.1475 | 35.0153
Moisture Barrier:
68 | S1100 | A5001 | DIV-03 | Water Proofing & Damp Proofing | Below Grade Liquid Waterproofing. Henry CM 100 for concrete Cont. footing | 736 | 5% | 772.8 | SF | 0.012 | 9.2736 | 36.0703 | 334.5017 | 3.019 | 2333.0832 | 2667.5849
69 | S1100 | A5001 | DIV-03 | Water Proofing & Damp Proofing | Drainage Board for Concrete Cont. footing | 736 | 5% | 772.8 | SF | 0.01 | 7.728 | 36.0703 | 278.7514 | 1.7328 | 1339.1175 | 1617.8689
70 | S1100 | A5001 | DIV-03 | Concrete - Building | Rigid Insulation(R-10) for Concrete Cont. Footing | 736 | 5% | 772.8 | SF | 0.012 | 9.2736 | 26.6815 | 247.4336 | 1.6444 | 1270.8133 | 1518.2468
71 | S1100 | A5001 | DIV-03 | Concrete - Building | Rigid Insulation(R-10) for Concrete Cont. Footing | 1074 | 5% | 1127.7 | SF | 0.012 | 13.5324 | 26.6815 | 361.0647 | 1.6444 | 1854.4204 | 2215.4852
Formwork:
72 |  |  | DIV-03 | Concrete - Building | Formwork for cont. footing | 290 | 5% | 304.5 | SF | 0.025 | 7.6125 | 26.6815 | 203.1129 |  | 0 | 203.1129
73 |  |  | DIV-03 | Concrete - Building | Formwork for concrete slab | 270 | 5% | 283.5 | SF | 0.025 | 7.0875 | 26.6815 | 189.1051 |  | 0 | 189.1051
74 |  |  | DIV-03 | Concrete - Building | Formwork for ramp | 127 | 5% | 133.35 | SF | 0.025 | 3.3338 | 26.6815 | 88.9495 |  | 0 | 88.9495
Mobilization
75 |  |  | DIV-03 | Concrete - Building | Mobilization For Steel/Reinforcement | 0.3821 | 5% | 0.4012 | TONS | 15 | 6.018 | 26.6815 |  | 400.2225 | 160.5694 | 160.5694
|  |  | DIV-04 |  | Masonry | [11 empty] | 20103.9028
CMU Footing Wall
76 | S1100 | Note 4 | DIV-04 | Mason - CMU | (8") CMU Footing Wall (2'-0"H) | 546 | 5% | 573.3 | SF | 0.175 | 100.3275 | 36.0703 | 3618.8443 | 4.5 | 2579.85 | 6198.6943
77 | S1100 | Note 8 | DIV-04 | Mason - CMU | (10") CMU Footing Wall (2'-0"H) | 32 | 5% | 33.6 | SF | 0.56 | 18.816 | 36.0703 | 678.699 | 4.8 | 161.28 | 839.979
78 | S1101 | S10 | DIV-04 | Mason - CMU | (6") CMU Footing Wall (10'-0"H) | 400 | 5% | 420 | SF | 0.175 | 73.5 | 36.0703 | 2651.168 | 4.2 | 1764 | 4415.168
79 | S1100 | S2200 | DIV-04 | Mason - CMU | #4 Rebars @24" O.C | 322.08 | 5% | 338.184 | LBS | 0.01 | 3.3818 | 36.0703 | 121.984 | 0.93 | 314.5111 | 436.4951
Misc. Items
80 | S1100 | S2200, A5001 | DIV-04 | Water Proofing & Damp Proofing | 2" Dia Weep Holes at 48"O.C in CMU Wall | 144.5 | 5% | 151.725 | LF | 0.033 | 5.0069 | 36.0703 | 180.6013 | 1.1 | 166.8975 | 347.4988
81 |  |  | DIV-04 | Mason - CMU | Mobilization For Steel/Reinforcement | 0.16104 | 5% | 0.16909 | TONS | 5 | 0.84546 | 36.0703 |  | 180.3516 | 30.496 | 30.496
Brick Veneer
82 | A2101-A2103 | Keynotes | DIV-04 | Mason - Brick Veneer | (3-5/8" Thk.) Brick work | 294.57 | 5% | 309.2985 | SF | 0.25 | 77.3246 | 36.0703 | 2789.1234 | 8.5 | 2629.0372 | 5418.1606
83 | A2101-A2103 | Keynotes | DIV-04 | Mason - Brick Veneer | (1"H) Soldier course brick | 32.04 | 5% | 33.642 | LF | 0.14 | 4.7099 | 36.0703 | 169.8868 | 11.5 | 386.883 | 556.7698
84 | A2101-A2103 | Keynotes | DIV-04 | Mason - Brick Veneer | (4"H) Brick opening sill | 14.03 | 5% | 14.7315 | LF | 0.158 | 2.3276 | 36.0703 | 83.9564 | 14.5 | 213.6068 | 297.5632
85 | A2101-A2103 | Keynotes | DIV-04 | Mason - Brick Veneer | (8"H) Soldier course opening header | 19.2 | 5% | 20.16 | LF | 0.177 | 3.5683 | 36.0703 | 128.7104 | 16.8 | 338.688 | 467.3984
86 | A2101-A2103 |  | DIV-04 | Mason - Brick Veneer | Masonry wall anchors @ 16" O.C. | 194.4711 | 0% | 194.4711 | EA | 0.07 | 13.613 | 36.0703 | 491.0244 | 0.456 | 88.6788 | 579.7033
Foundation Wall Perimeter
87 | A1100 | 1/A5001 | DIV-04 | Water Proofing & Damp Proofing | Masonry weep @ 24" O.C. | 28.32 | 5% | 29.736 | LF | 0.033 | 0.98129 | 36.0703 | 35.3954 | 1.1 | 32.7096 | 68.105
88 | A1100 | 1/A5001 | DIV-04 | Mason - Brick Veneer | Mortar net | 0.11947 | 5% | 0.12544 | CY | 3 | 0.37633 | 36.0703 | 13.5742 | 65.5 | 8.2164 | 21.7906
89 | A2101-A2103 |  | DIV-04 | Mason - Brick Veneer | Scaffolding/lift for Exterior Brick Work (Avg. Height = 16'6") | 750 | 5% | 787.5 | SF | 0.015 | 11.8125 | 36.0703 | 426.0806 |  | 0 | 426.0806
|  |  | DIV-05 |  | Metals | [11 empty] | 19604.1886
Floor Framing
Steel Angle Beams
90 | S1101 | S8 | DIV-05 | Structural Steel | L4X3 1/2"X 1/4" Steel Angle (6.2 lbs/ft) | 86.8 | 5% | 91.14 | LBS | 0.012 | 1.0937 | 33.9777 | 37.1608 | 1.1 | 100.254 | 137.4148
91 | S1101 | S8 | DIV-05 | Structural Steel | L6 X3 1/2"x 5/16" Steel Angle (9.8 Lbs/Ft) | 58.8 | 5% | 61.74 | LBS | 0.012 | 0.74088 | 33.9777 | 25.1734 | 1.1 | 67.914 | 93.0874
92 | S1102 | T9 | DIV-05 | Structural Steel | 3/4"x9" Steel Flitch Beam (20.04 Lbs/ft) | 546.312 | 5% | 573.6276 | LBS | 0.012 | 6.8835 | 33.9777 | 233.8868 | 1.1 | 630.9904 | 864.8772
93 | A1100 | A4301 | DIV-05 | Staircases and Railings - Metal | 3'H Handrail | 44.6 | 5% | 46.83 | LF | 0.5 | 23.415 | 33.9777 | 795.5887 | 35.5 | 1662.465 | 2458.0537
94 | A1100 | A4201,A4202 | DIV-05 | Staircases and Railings - Metal | 36"H Handrail with (1-1/2") Dia Top Rail | 64.4 | 5% | 67.62 | LF | 0.7 | 47.334 | 33.9777 | 1608.3022 | 57.7 | 3901.674 | 5509.9762
95 | A1100 | A4201,A4202 | DIV-05 | Staircases and Railings - Metal | 36"H Guardrail | 79.26 | 5% | 83.223 | LF | 1.1 | 91.5453 | 33.9777 | 3110.5022 | 88.54 | 7368.5644 | 10479.0666
Mobilization For Steel
96 |  |  | DIV-05 | Structural Steel | Mobilization For Steel/Reinforcement | 0.34596 | 5% | 0.36325 | TONS | 5 | 1.8163 | 33.9777 |  | 169.8887 | 61.7127 | 61.7127
|  |  | DIV-06 |  | Wood, Plastic & Composite | [11 empty] | 50888.1917
Header Beams
97 | S1100,S1101,S1102 | S1100,S1101,S1102 | DIV-06 | Framer Lumber | 1 3/4" x 9 1/2" LVL Header Beam | 633.6 | 5% | 665.28 | LF | 0.092 | 61.2058 | 21.162 | 1295.2345 | 6.051 | 4025.6093 | 5320.8437
98 | S1100,S1101,S1102 | S1100,S1101,S1102 | DIV-06 | Framer Lumber | 1 3/4"x14" LVL Beam | 93.24 | 5% | 97.902 | LF | 0.098 | 9.5944 | 21.162 | 203.0363 | 8.899 | 871.2299 | 1074.2662
99 | S1102 | S1102 | DIV-06 | Framer Lumber | 1 3/4"x 11 1/4" LVL Flush | 119.68 | 5% | 125.664 | LF | 0.095 | 11.9381 | 21.162 | 252.6333 | 7.564 | 950.5225 | 1203.1558
100 | S1100,S1101,S1102 | S1100,S1101,S1102 | DIV-06 | Framer Lumber | (2x8) Beam | 52.74 | 5% | 55.377 | LF | 0.058 | 3.2119 | 21.162 | 67.9694 | 1.67 | 92.4796 | 160.449
101 | S1100,S1101,S1102 | S1100,S1101,S1102 | DIV-06 | Framer Lumber | (2x10) Beam | 262 | 5% | 275.1 | LF | 0.062 | 17.0562 | 21.162 | 360.9428 | 2.02 | 555.702 | 916.6448
102 | S1102 | S1102 | DIV-06 | Framer Lumber | (2x12) Flush Beam | 10 | 5% | 10.5 | LF | 0.07 | 0.735 | 21.162 | 15.554 | 2.2 | 23.1 | 38.654
Blocking
103 | S1100 | Note F7,S3,T3 | DIV-06 | Framer Lumber | Solid Blocking b/w The Joist at 1/3 Point of The Spain | 293 | 5% | 307.65 | LF | 0.05 | 15.3825 | 21.162 | 325.524 | 1.092 | 335.9538 | 661.4778
Floor Joists
104 |  |  | DIV-06 | Framer Lumber | 9 1/2" IB 6000'S at 16"O.C (2114 SF) | 1557 | 5% | 1634.85 | LF | 0.085 | 138.9623 | 21.162 | 2940.715 | 2.6612 | 4350.7446 | 7291.4595
105 | S1100,S1101,S1102 | A6201 | DIV-06 | Sheathing | 3/4" Plywood Substrate Sheathing | 2114 | 5% | 2219.7 | SF | 0.012 | 26.6364 | 21.162 | 563.6787 | 1.5 | 3329.55 | 3893.2287
106 | S1101 | S1101 | DIV-06 | Framer Lumber | 9 1/2" IB 600's @ 12"O.C (107 SF) | 107.2 | 5% | 112.56 | LF | 0.085 | 9.5676 | 21.162 | 202.4693 | 2.6612 | 299.5503 | 502.0196
107 | S1101 | Note S5 | DIV-06 | Dry Waller | 5/8" Type X Gyp Board Below Roof Decking | 66 | 5% | 69.3 | SF | 0.024 | 1.6632 | 21.162 | 35.1966 | 0.76 | 52.668 | 87.8646
108 | S1101 | A6201 | DIV-06 | Sheathing | 3/4" Plywood Substrate Sheathing | 102 | 5% | 107.1 | SF | 0.02 | 2.142 | 21.162 | 45.3289 | 1.2 | 128.52 | 173.8489
Roof Joists
109 |  |  | DIV-06 | Framer Lumber | (2x12) S Joist @ 24"0.C | 449 | 5% | 471.45 | LF | 0.07 | 33.0015 | 21.162 | 698.3768 | 2.2 | 1037.19 | 1735.5668
110 | S1100,S1101,S1102 | A6201 | DIV-06 | Framer Lumber | 3/4" OSB Sheathing | 894.39 | 5% | 939.1095 | SF | 0.012 | 11.2693 | 21.162 | 238.4809 | 1.825 | 1713.8748 | 1952.3557
111 | S1100,S1101,S1102 | A6201 | DIV-06 | Framer Lumber | 11 1/4" Thick Insulation (R-30) | 894.39 | 5% | 939.1095 | SF | 0.012 | 11.2693 | 21.162 | 238.4809 | 1.24 | 1164.4958 | 1402.9767
Wood Post
112 | S1101 | S1101 | DIV-06 | Framer Lumber | (6"x6") Wood Post (10'-0"H) | 6 | 0% | 6 | EA | 0.95 | 5.7 | 21.162 | 120.6232 | 39.5938 | 237.5625 | 358.1857
113 | S1101 | S2200 | DIV-06 | Framer Lumber | (6''x6") Simpson Cap | 6 | 0% | 6 | EA | 0.358 | 2.148 | 21.162 | 45.4559 | 8.2 | 49.2 | 94.6559
114 | S1101 | S2200 | DIV-06 | Framer Lumber | (6'x6") Base Plate | 6 | 0% | 6 | EA | 0.295 | 1.77 | 21.162 | 37.4567 | 6 | 36 | 73.4567
115 | S1101 | S1101 | DIV-06 | Framer Lumber | PT 2X10 Ledger | 40 | 5% | 42 | LF | 0.062 | 2.604 | 21.162 | 55.1058 | 2.15 | 90.3 | 145.4058
Wood Structural Studs
116 | S1100,S1101,S1102 | S1100,S1101,S1102 | DIV-06 | Framer Lumber | (2x8) Wood Studs (10'-0"H) | 94 | 0% | 94 | EA | 0.58 | 54.52 | 21.162 | 1153.7506 | 16.7 | 1569.8 | 2723.5506
Simpson Supports
117 | S1101 | S1101 | DIV-06 | Framer Lumber | Simpson H2.5A Hurricane Tie | 65 | 0% | 65 | EA | 0.05 | 3.25 | 21.162 | 68.7764 | 0.78 | 50.7 | 119.4764
118 | S1101 | S2200 | DIV-06 | Framer Lumber | Simpson L90 | 6 | 0% | 6 | EA | 0.105 | 0.63 | 21.162 | 13.332 | 3.58 | 21.48 | 34.812
Wind Bracing
119 | S3300 |  | DIV-06 | Sheathing | 7/18" OSB Sheathing on Exterior Wall | 149.6875 | 0% | 149.6875 | EA | 0.64 | 95.8 | 21.162 | 2027.3167 | 22 | 3293.125 | 5320.4417
120 | S3300 | W2 | DIV-06 | Framer Lumber | Typical Wood Portal Frame"W3" | 32 | 5% | 33.6 | LF | 0.054 | 1.8144 | 21.162 | 38.3963 | 1.21 | 40.656 | 79.0523
Stairs
121 | A1100 | A4201,A4202 | DIV-06 | Staircases and Railings - Wood | 15 Treads @10"O.C and 16 Risers @ 7" (3' Wide) | 4 | 0% | 4 | EA | 24.2829 | 97.1314 | 29.5564 | 2870.8532 | 2982.4714 | 11929.8857 | 14800.7389
122 | A1100 | A4201,A4202 | DIV-06 | Framer Lumber | 2x12 Wood Stringer | 187.2 | 5% | 196.56 | LF | 0.07 | 13.7592 | 21.162 | 291.1718 | 2.2 | 432.432 | 723.6038
|  |  | DIV-07 |  | Thermal And Moisture Protection | [11 empty] | 61117.3659
Crawl Space
123 | S1100 | Note 2 | DIV-07 | Insulation | (2") Rigid Insulation (R-10) | 820 | 5% | 861 | SF | 0.015 | 12.915 | 21.162 | 273.3068 | 1.6444 | 1415.8517 | 1689.1586
124 | S1100 | Note 2 | DIV-07 | Water Proofing & Damp Proofing | 6 Mil Poly Vapor Barrier | 820 | 5% | 861 | SF | 0.004 | 3.444 | 36.0703 | 124.2262 | 0.1 | 86.1 | 210.3262
Roofing
R01 Roof
125 | A1101 | A6201 | DIV-07 | Roofer | 4" Rigid Insulation-(R20) " R01" | 614 | 5% | 644.7 | SF | 0.02 | 12.894 | 28.77 | 370.9598 | 3.279 | 2113.9948 | 2484.9546
126 | A1101 | A6201 | DIV-07 | Roofer | 1/4" TPO Roofing Membrane | 614 | 5% | 644.7 | SF | 0.016 | 10.3152 | 28.77 | 296.7678 | 1.152 | 742.6944 | 1039.4622
R02 Roof
127 | A1101 | A6201 | DIV-07 | Roofer | Metal Standing Seam Roof | 474 | 5% | 497.7 | SF | 0.065 | 32.3505 | 28.77 | 930.7223 | 3.2 | 1592.64 | 2523.3623
128 | A1101 | A6201 | DIV-07 | Roofer | 4" Rigid Insulation-(R20) " R01" | 474 | 5% | 497.7 | SF | 0.02 | 9.954 | 28.77 | 286.3761 | 3.279 | 1631.9764 | 1918.3526
129 | A1101 | A6201 | DIV-07 | Roofer | Grace ice & Water Shield | 474 | 5% | 497.7 | SF | 0.02 | 9.954 | 28.77 | 286.3761 | 1.0924 | 543.6654 | 830.0415
130 | A1101 | A6201 | DIV-07 | Roofer | Self Adhered Roofing Underlayment | 474 | 5% | 497.7 | SF | 0.008 | 3.9816 | 28.77 | 114.5504 | 0.765 | 380.7405 | 495.2909
R03 Roof
131 | A1101 | A6201 | DIV-07 | Roofer | 1 1/4" Composite Metal Deck | 205 | 5% | 215.25 | SF | 0.045 | 9.6862 | 28.77 | 278.673 | 6.87 | 1478.7675 | 1757.4405
132 | A1101 | A6201 | DIV-07 | Roofer | TPO Roofing Membrane | 205 | 5% | 215.25 | SF | 0.019 | 4.0897 | 28.77 | 117.6619 | 1.152 | 247.968 | 365.6299
133 | A1101 | A6201 | DIV-07 | Roofer | 1/2" Roof Decking | 205 | 5% | 215.25 | SF | 0.045 | 9.6862 | 28.77 | 278.673 | 1.1281 | 242.8289 | 521.5019
134 | A1101 | A6201 | DIV-07 | Roofer | 3.5: Rigid Insulation R-20 | 205 | 5% | 215.25 | SF | 0.02 | 4.305 | 28.77 | 123.8546 | 3.279 | 705.8126 | 829.6672
135 | A1101 | A6201 | DIV-07 | Roofer | (2x2) Wood Sleepers @ 16" O.C. | 136.6667 | 5% | 143.5 | LF | 0.045 | 6.4575 | 28.77 | 185.782 | 1.1 | 157.85 | 343.632
136 | A1101 | A6201 | DIV-07 | Roofer | (2x4) Wood Sleepers @ 16" O.C. | 136.6667 | 5% | 143.5 | LF | 0.05 | 7.175 | 28.77 | 206.4244 | 1.2 | 172.2 | 378.6244
137 | A1101 | A5301 | DIV-07 | Roofer | Fire Stone Metal Coping | 182 | 5% | 191.1 | LF | 0.25 | 47.775 | 28.77 | 1374.4845 | 18.387 | 3513.7557 | 4888.2402
138 | A1101 | A5301 | DIV-07 | Roofer | Flashing | 30 | 5% | 31.5 | LF | 0.044 | 1.386 | 28.77 | 39.8752 | 3.2 | 100.8 | 140.6752
139 | A1101 | A5301 | DIV-07 | Roofer | 9.5" TPO Quikseam Flashing above Gutter | 20 | 5% | 21 | LF | 0.042 | 0.882 | 28.77 | 25.3751 | 2.211 | 46.431 | 71.8061
140 | A1101 | A5301 | DIV-07 | Roofer | Cant strip | 182 | 5% | 191.1 | LF | 0.034 | 6.4974 | 28.77 | 186.9299 | 0.7 | 133.77 | 320.6999
141 | A1101 | A5301 | DIV-07 | Roofer | Gutter | 27.6 | 5% | 28.98 | LF | 0.065 | 1.8837 | 28.77 | 54.194 | 3.02 | 87.5196 | 141.7136
142 | A1101 | A5301 | DIV-07 | Roofer | Collector Box | 3 | 0% | 3 | EA | 0.58 | 1.74 | 28.77 | 50.0597 | 29.4 | 88.2 | 138.2597
Parapet Membrane
143 | A1101 | A5301 | DIV-07 | Roofer | Ultra ply TPO Membrane | 467.88 | 5% | 491.274 | SF | 0.016 | 7.8604 | 28.77 | 226.1429 | 1.152 | 565.9476 | 792.0905
144 | A1101 | A5301 | DIV-07 | Roofer | Ultra TPO Bonding Adhesive | 467.88 | 5% | 491.274 | SF | 0.01 | 4.9127 | 28.77 | 141.3393 | 1.3333 | 655.0156 | 796.3549
Exterior Finishes
145 | A2101-A2103 | Keynotes | DIV-07 | Siding Contractor | James Hardie Vertical panels and batten trim boards @ 24" O.C. | 5346 | 5% | 5613.3 | SF | 0.04 | 224.532 | 39.7776 | 8931.3411 | 1.4 | 7858.62 | 16789.9611
Furring Strips
146 | A2101-A2103 | Keynotes | DIV-07 | Framer Lumber | (1x4) Furring strips | 3789.4737 | 5% | 3978.9474 | LF | 0.03 | 119.3684 | 21.162 | 2526.0709 | 0.54 | 2148.6316 | 4674.7025
147 | A2101-A2103 | Keynotes | DIV-07 | Framer Lumber | (2x4) Furring strips | 306.407 | 5% | 321.7274 | LF | 0.05 | 16.0864 | 21.162 | 340.4192 | 1.2 | 386.0728 | 726.492
Note: Second dimension is assumed.
Insulation
148 | A2101-A2103 |  | DIV-07 | Insulation | (1" Thk.) Insulation semi-rigid, rockwool cavity rock | 343.57 | 5% | 360.7485 | SF | 0.012 | 4.329 | 21.162 | 91.6098 | 1.0766 | 388.3683 | 479.9781
149 | A2101-A2103 | Keynotes | DIV-07 | Insulation | (1" Thk.) Rigid insulation | 5150 | 5% | 5407.5 | SF | 0.012 | 64.89 | 21.162 | 1373.2002 | 1.0319 | 5579.7937 | 6952.9939
150 | A2101-A2103 | Keynotes | DIV-07 | Insulation | (2" Thk.) Foam board insulation | 196.407 | 5% | 206.2274 | SF | 0.015 | 3.0934 | 21.162 | 65.4627 | 1.65 | 340.2751 | 405.7378
151 | S1100,S1101,S1102 | A6201 | DIV-07 | Insulation | 1/4" KEENE Building System' Quiet QURL 55-025' Sub Floor | 1659 | 5% | 1741.95 | SF | 0.015 | 26.1292 | 21.162 | 552.9464 | 0.93229 | 1624.0047 | 2176.9511
Moisture Barrier
152 | A2101-A2103 |  | DIV-07 | Water Proofing & Damp Proofing | (1/8" Thk.) Moisture barrier, Tyvek house wrap | 343.57 | 5% | 360.7485 | SF | 0.004 | 1.443 | 36.0703 | 52.0492 | 0.17 | 61.3272 | 113.3765
153 | A2101-A2103 | Keynotes | DIV-07 | Water Proofing & Damp Proofing | (1/4" Thk.) Moisture barrier, Tyvek house wrap | 5346.407 | 5% | 5613.7274 | SF | 0.004 | 22.4549 | 36.0703 | 809.9556 | 0.2323 | 1304.0689 | 2114.0245
Foundation Wall Perimeter
154 | A1100 | 1/A5001 | DIV-07 | Water Proofing & Damp Proofing | S.S. Thru wall flashing | 28.32 | 5% | 29.736 | LF | 0.044 | 1.3084 | 36.0703 | 47.1938 | 3.2 | 95.1552 | 142.349
155 | A1100 | 1/A5001 | DIV-07 | Water Proofing & Damp Proofing | (2-5/8"H) Termination bar w/ (1-1/4") shot pin Hilti Termination Bar Manuf.: Sureterm | 28.32 | 5% | 29.736 | LF | 0.034 | 1.011 | 36.0703 | 36.468 | 2.4325 | 72.3328 | 108.8008
156 | A1100 | 2/A5001 | DIV-07 | Water Proofing & Damp Proofing | (8"L) Metal termite shield | 185.98 | 5% | 195.279 | LF | 0.042 | 8.2017 | 36.0703 | 295.8385 | 3 | 585.837 | 881.6755
157 | A1100 | 2/A5001 | DIV-07 | Joint Sealants | Caulking around termite shield | 371.1 | 5% | 389.655 | LF | 0.016 | 6.2345 | 23.2578 | 145.0003 | 0.05 | 19.4828 | 164.483
158 | A2101-A2103 |  | DIV-07 | Siding Contractor | Scaffolding/Lifts Exterior For James Hardie Paneling (Avg. Height = 20') | 6485 | 5% | 6809.25 | SF | 0.01 | 68.0925 | 39.7776 | 2708.5553 |  | 0 | 2708.5553
|  |  | DIV-08 |  | Openings | [11 empty] | 57490.8851
Doors
159 | A1100,A1101 | A7101 | DIV-08 | Doors & Hardware | (3'-0"x7'-0")Composite/Glass Door with Comp Frame | 1 | 0% | 1 | EA | 4.416 | 4.416 | 29.5564 | 130.521 | 955.5 | 955.5 | 1086.021
160 | A1100,A1101 | A7101 | DIV-08 | Doors & Hardware | (2'-10"x7'-6")Composite/Glass Door with Comp Frame | 1 | 0% | 1 | EA | 4.495 | 4.495 | 29.5564 | 132.8559 | 965.7375 | 965.7375 | 1098.5934
161 | A1100,A1101 | A7101 | DIV-08 | Doors & Hardware | (4'-6-1/2"x7'-6")Composite/Glass Door with Comp Frame | 1 | 0% | 1 | EA | 4.627 | 4.627 | 29.5564 | 136.7574 | 1549.9575 | 1549.9575 | 1686.7149
162 | A1100,A1101 | A7101 | DIV-08 | Doors & Hardware | (3'-0"x7'-6")Composite/Glass Door with Comp Frame | 5 | 0% | 5 | EA | 4.549 | 22.745 | 29.5564 | 672.2598 | 1023.75 | 5118.75 | 5791.0098
163 | A1100,A1101 | A7101 | DIV-08 | Doors & Hardware | (7'-6"x7'-6")Composite/Glass Door with Comp Frame | 1 | 0% | 1 | EA | 6.254 | 6.254 | 29.5564 | 184.8456 | 2559.375 | 2559.375 | 2744.2206
164 | A1100,A1101 | A7101 | DIV-08 | Doors & Hardware | (12'-8-1/2"x7'-6")Composite/Glass Door with Comp Frame | 1 | 0% | 1 | EA | 8.695 | 8.695 | 29.5564 | 256.9927 | 4337.2875 | 4337.2875 | 4594.2802
165 | A1100,A1101 | A7101 | DIV-08 | Doors & Hardware | (2'-6"x5'-10")Masonite Door with Comp Frame | 1 | 0% | 1 | EA | 4.065 | 4.065 | 29.5564 | 120.1467 | 309.7188 | 309.7188 | 429.8654
166 | A1100,A1101 | A7101 | DIV-08 | Doors & Hardware | (2'-10"x7'-6")Masonite Door with Wood Frame | 4 | 0% | 4 | EA | 4.21 | 16.84 | 29.5564 | 497.7294 | 451.0313 | 1804.125 | 2301.8544
167 | A1100,A1101 | A7101 | DIV-08 | Doors & Hardware | (2'-6"x7'-6")Masonite Door with Wood Frame | 8 | 0% | 8 | EA | 4.186 | 33.488 | 29.5564 | 989.784 | 398.4375 | 3187.5 | 4177.284
168 | A1100,A1101 | A7101 | DIV-08 | Doors & Hardware | (3'-0"x7'-6")Masonite Door with Wood Frame | 4 | 0% | 4 | EA | 4.29 | 17.16 | 29.5564 | 507.1874 | 478.125 | 1912.5 | 2419.6874
169 | A1100,A1101 | A7101 | DIV-08 | Doors & Hardware | (2'-0"x7'-6")Masonite Door with Wood Frame | 2 | 0% | 2 | EA | 4.094 | 8.188 | 29.5564 | 242.0076 | 318.75 | 637.5 | 879.5076
170 | A1100,A1101 | A7101 | DIV-08 | Doors & Hardware | (4'-0"x7'-6")Masonite Door with Wood Frame | 1 | 0% | 1 | EA | 4.329 | 4.329 | 29.5564 | 127.9496 | 637.5 | 637.5 | 765.4496
171 | A1100,A1101 | A7101 | DIV-08 | Doors & Hardware | (5'-0"x7'-6")Masonite Door with Wood Frame | 1 | 0% | 1 | EA | 4.428 | 4.428 | 29.5564 | 130.8756 | 796.875 | 796.875 | 927.7506
172 | A1100,A1101 | A7101 | DIV-08 | Doors & Hardware | (2'-6"x5'-6")Masonite Door with Wood Frame | 1 | 0% | 1 | EA | 4.021 | 4.021 | 29.5564 | 118.8462 | 292.1875 | 292.1875 | 411.0337
173 | A1100,A1101 | A7101 | DIV-08 | Doors & Hardware | (2'-0"x4'-6")Masonite Door with Wood Frame | 1 | 0% | 1 | EA | 3.421 | 3.421 | 29.5564 | 101.1124 | 191.25 | 191.25 | 292.3624
Door Hardware
174 | A1100,A1101 | A7101 | DIV-08 | Doors & Hardware | Door Hardware Set A: -Unit Entrance Lock -Thumb turn Locking -Thumb Turn Locks Outside Knob Until Unlocked By Key Or by Turning Thumb Turn | 4 | 0% | 4 | EA | 1.251 | 5.0039 | 29.5564 | 147.8977 | 704.98 | 2819.92 | 2967.8177
175 | A1100,A1101 | A7101 | DIV-08 | Doors & Hardware | Door Hardware Set D: -Push Button Locking. Can Be Opened From outside with Small Screwdriver Or Flat Narrow Tool. Turning Inside Know Releases Push Button | 8 | 0% | 8 | EA | 0.73438 | 5.875 | 29.5564 | 173.6449 | 188.38 | 1507.04 | 1680.6849
176 | A1100,A1101 | A7101 | DIV-08 | Doors & Hardware | Door Hardware Set F: -Passage Latch: Both Knobs Always Unlocked | 10 | 0% | 10 | EA | 0.60408 | 6.0408 | 29.5564 | 178.5442 | 58.08 | 580.8 | 759.3442
177 | A1100,A1101 | A7101 | DIV-08 | Doors & Hardware | Door Hardware Set G: -Terrace Doors: Doors bolt Thrown/Retracted By Turn Unit Only. No Outside Trim Deadlocks When Thrown. Dummy Trim on Door Leafs. | 8 | 0% | 8 | EA | 1.1043 | 8.8342 | 29.5564 | 261.1081 | 558.28 | 4466.24 | 4727.3481
178 | A1100,A1101 | A7101 | DIV-08 | Doors & Hardware | Door Hardware Set T: -Pocket Door Privacy: Push Button Locking. | 3 | 0% | 3 | EA | 0.58051 | 1.7415 | 29.5564 | 51.4733 | 34.51 | 103.53 | 155.0033
Windows
179 | A1100,A1101 | A7201 | DIV-08 | Doors & Hardware | (2'-6"x6'-3")Window-01 | 2 | 0% | 2 | EA | 5.4688 | 10.9375 | 29.5564 | 323.2729 | 572.9688 | 1145.9375 | 1469.2104
180 | A1100,A1101 | A7201 | DIV-08 | Doors & Hardware | (2'-0"x5'-0")Window-02 | 2 | 0% | 2 | EA | 3.5 | 7 | 29.5564 | 206.8946 | 366.7 | 733.4 | 940.2946
181 | A1100,A1101 | A7201 | DIV-08 | Doors & Hardware | (7'-9"x1'-6")Window-04 | 1 | 0% | 1 | EA | 4.0687 | 4.0687 | 29.5564 | 120.2575 | 426.2887 | 426.2887 | 546.5463
182 | A1100,A1101 | A7201 | DIV-08 | Doors & Hardware | (2'-6"x5'-2")Window-05 | 3 | 0% | 3 | EA | 4.515 | 13.545 | 29.5564 | 400.3411 | 473.043 | 1419.129 | 1819.4701
183 | A1100,A1101 | A7201 | DIV-08 | Doors & Hardware | (2'-0"x5'-0")Window-06 | 2 | 0% | 2 | EA | 3.5 | 7 | 29.5564 | 206.8946 | 366.7 | 733.4 | 940.2946
184 | A1100,A1101 | A7201 | DIV-08 | Doors & Hardware | (7'-6"x5'-0")Window-07 | 3 | 0% | 3 | EA | 13.125 | 39.375 | 29.5564 | 1163.7824 | 1375.125 | 4125.375 | 5289.1574
185 | A1100,A1101 | A7201 | DIV-08 | Doors & Hardware | (7'-6"x1'-7-3/4")Window-08 | 3 | 0% | 3 | EA | 4.3181 | 12.9544 | 29.5564 | 382.8844 | 452.4161 | 1357.2484 | 1740.1328
186 | A1100,A1101 | A7201 | DIV-08 | Doors & Hardware | (7'-6"x2'-5-3/4")Window-09 | 1 | 0% | 1 | EA | 6.0736 | 6.0736 | 29.5564 | 179.5121 | 636.3345 | 636.3345 | 815.8466
187 | A1100,A1101 | A7201 | DIV-08 | Doors & Hardware | (5'-0"x2'-5-3/4")Window-10 | 1 | 0% | 1 | EA | 4.3382 | 4.3382 | 29.5564 | 128.223 | 454.5247 | 454.5247 | 582.7476
188 | A1100,A1101 | A7201 | DIV-08 | Doors & Hardware | (2'-6"x2'-11-3/4")Window-10 | 1 | 0% | 1 | EA | 2.6075 | 2.6075 | 29.5564 | 77.0683 | 273.1915 | 273.1915 | 350.2598
189 | A1100,A1101 | A7201 | DIV-08 | Doors & Hardware | (5'-0"x6'-0")Window-13 | 1 | 0% | 1 | EA | 10.5 | 10.5 | 29.5564 | 310.342 | 1100.1 | 1100.1 | 1410.442
190 | A1100,A1101 | A7201 | DIV-08 | Doors & Hardware | (2'-0"x2'-11-3/4")Window With Frosted Safety Glass-14 | 1 | 0% | 1 | EA | 2.086 | 2.086 | 29.5564 | 61.6546 | 218.5532 | 218.5532 | 280.2078
191 | A1100,A1101 | A7201 | DIV-08 | Doors & Hardware | (5'-0"x6'-0")Window-15 | 1 | 0% | 1 | EA | 10.5 | 10.5 | 29.5564 | 310.342 | 1100.1 | 1100.1 | 1410.442
|  |  | DIV-09 |  | Finishes | [11 empty] | 100905.0283
Stud Walls
[5 empty] | Partition Wall Type 14A(10'-0"H) | 30.39
192 | A1100,A1101 | A6101 | DIV-09 | Framer Lumber | 2x6x10 Top plate | 60.78 | 5% | 63.819 | LF | 0.059 | 3.7653 | 21.162 | 79.6816 | 1.21 | 77.221 | 156.9026
193 | A1100,A1101 | A6101 | DIV-09 | Framer Lumber | 2x6x10 Pressure Treated Sole plate | 30.39 | 5% | 31.9095 | LF | 0.059 | 1.8827 | 21.162 | 39.8408 | 1.44 | 45.9497 | 85.7905
194 | A1100,A1101 | A6101 | DIV-09 | Framer Lumber | 2x6x10 Wood Studs @16"O.C. | 22.8496 | 0% | 22.8496 | EA | 0.59 | 13.4813 | 21.162 | 285.2904 | 12.1 | 276.4805 | 561.7709
195 | A1100,A1101 | A6101 | DIV-09 | Insulation | R-21 Insulation | 303.9 | 5% | 319.095 | SF | 0.01 | 3.1909 | 21.162 | 67.5268 | 1.0698 | 341.3531 | 408.8799
196 | A1100,A1101 | A6101 | DIV-09 | Dry Waller | 5/8" Gypsum board-Fire code type C | 8.5472 | 0% | 8.5472 | EA | 0.544 | 4.6497 | 21.162 | 98.3962 | 30.98 | 264.7919 | 363.188
197 | A1100,A1101 | A6101 | DIV-09 | Sheathing | 1/2" Wood Sheathing | 9.4969 | 0% | 9.4969 | EA | 0.704 | 6.6858 | 21.162 | 141.4847 | 36.5 | 346.6359 | 488.1206
198 | A1100,A1101 | A6101 | DIV-09 | Joint Sealants | Acoustical Sealant at top and bottom of walls on each side | 60.78 | 5% | 63.819 | LF | 0.016 | 1.0211 | 23.2578 | 23.7486 | 0.05 | 3.191 | 26.9396
[5 empty] | Partition Wall Type 07-1R(10'-0"H) | 314.51
199 | A1100,A1101 | A6101 | DIV-09 | Framer Lumber | 2x6x10 Top plate | 629.02 | 5% | 660.471 | LF | 0.059 | 38.9678 | 21.162 | 824.6352 | 1.21 | 799.1699 | 1623.8051
200 | A1100,A1101 | A6101 | DIV-09 | Framer Lumber | 2x6x10 Pressure Treated Sole plate | 314.51 | 5% | 330.2355 | LF | 0.059 | 19.4839 | 21.162 | 412.3176 | 1.44 | 475.5391 | 887.8567
201 | A1100,A1101 | A6101 | DIV-09 | Framer Lumber | 2x6x10 Wood Studs @16"O.C. | 236.4737 | 0% | 236.4737 | EA | 0.59 | 139.5195 | 21.162 | 2952.5069 | 12.1 | 2861.3316 | 5813.8385
202 | A1100,A1101 | A6101 | DIV-09 | Insulation | R-21 Insulation | 3145.1 | 5% | 3302.355 | SF | 0.01 | 33.0236 | 21.162 | 698.8434 | 1.0698 | 3532.7066 | 4231.5499
203 | A1100,A1101 | A6101 | DIV-09 | Dry Waller | 5/8" Gypsum board-Fire code type C | 88.4559 | 0% | 88.4559 | EA | 0.544 | 48.12 | 21.162 | 1018.3146 | 30.98 | 2740.3649 | 3758.6796
204 | A1100,A1101 | A6101 | DIV-09 | Sheathing | 1/2" Wood Sheathing: Dense Glass Fireguard | 98.2844 | 0% | 98.2844 | EA | 0.704 | 69.1922 | 21.162 | 1464.2433 | 35.4 | 3479.2669 | 4943.5101
205 | A1100,A1101 | A6101 | DIV-09 | Joint Sealants | Acoustical Sealant at top and bottom of walls on each side | 629.02 | 5% | 660.471 | LF | 0.016 | 10.5675 | 23.2578 | 245.7776 | 0.05 | 33.0236 | 278.8012
[5 empty] | Partition Wall Type 01(9'-1"H) | 140.05
206 | A1100,A1101 | A6101 | DIV-09 | Framer Lumber | 2x4x10 Top plate | 280.1 | 5% | 294.105 | LF | 0.055 | 16.1758 | 21.162 | 342.3113 | 1.092 | 321.1627 | 663.4739
207 | A1100,A1101 | A6101 | DIV-09 | Framer Lumber | 2x4x10 Pressure Treated Sole plate | 140.05 | 5% | 147.0525 | LF | 0.055 | 8.0879 | 21.162 | 171.1556 | 1.21 | 177.9335 | 349.0892
208 | A1100,A1101 | A6101 | DIV-09 | Framer Lumber | 2x4x10 Wood Studs @16"O.C. | 105.3008 | 0% | 105.3008 | EA | 0.55 | 57.9154 | 21.162 | 1225.6042 | 10.92 | 1149.8842 | 2375.4885
209 | A1100,A1101 | A6101 | DIV-09 | Dry Waller | 1/2" Gypsum Board | 35 | 0% | 35 | EA | 0.48 | 16.8 | 21.162 | 355.5211 | 9.56 | 334.6 | 690.1211
210 | A1100,A1101 | A6101 | DIV-09 | Dry Waller | 1/2" Cementitious Baker Board | 11 | 0% | 11 | EA | 0.64 | 7.04 | 21.162 | 148.9803 | 24.99 | 274.89 | 423.8703
211 | A1100,A1101 | A6101 | DIV-09 | Joint Sealants | Acoustical Sealant at top and bottom of walls on each side | 560.2 | 5% | 588.21 | LF | 0.016 | 9.4114 | 23.2578 | 218.8875 | 0.05 | 29.4105 | 248.298
[5 empty] | Partition Wall Type 01A(9'-1"H) | 43.58
212 | A1100,A1101 | A6101 | DIV-09 | Framer Lumber | 2x6x10 Top plate | 87.16 | 5% | 91.518 | LF | 0.059 | 5.3996 | 21.162 | 114.2654 | 1.21 | 110.7368 | 225.0021
213 | A1100,A1101 | A6101 | DIV-09 | Framer Lumber | 2x6x10 Pressure Treated Sole plate | 43.58 | 5% | 45.759 | LF | 0.059 | 2.6998 | 21.162 | 57.1327 | 1.44 | 65.893 | 123.0256
214 | A1100,A1101 | A6101 | DIV-09 | Framer Lumber | 2x6x10 Wood Studs @16"O.C. | 32.7669 | 0% | 32.7669 | EA | 0.59 | 19.3325 | 21.162 | 409.1134 | 12.1 | 396.4797 | 805.5931
215 | A1100,A1101 | A6101 | DIV-09 | Dry Waller | 1/2" Gypsum Board | 11 | 0% | 11 | EA | 0.48 | 5.28 | 21.162 | 111.7352 | 9.56 | 105.16 | 216.8952
216 | A1100,A1101 | A6101 | DIV-09 | Dry Waller | 1/2" Cementitious Baker Board | 0.75 | 0% | 0.75 | EA | 0.64 | 0.48 | 21.162 | 10.1577 | 24.99 | 18.7425 | 28.9002
217 | A1100,A1101 | A6101 | DIV-09 | Joint Sealants | Acoustical Sealant at top and bottom of walls on each side | 174.32 | 5% | 183.036 | LF | 0.016 | 2.9286 | 23.2578 | 68.1122 | 0.05 | 9.1518 | 77.264
[5 empty] | Partition Wall Type 03(9'-1"H) | 7.42
218 | A1100,A1101 | A6101 | DIV-09 | Framer Lumber | 2x4x10 Top plate | 14.84 | 5% | 15.582 | LF | 0.055 | 0.85701 | 21.162 | 18.136 | 1.092 | 17.0155 | 35.1516
219 | A1100,A1101 | A6101 | DIV-09 | Framer Lumber | 2x4x10 Pressure Treated Sole plate | 7.42 | 5% | 7.791 | LF | 0.055 | 0.42851 | 21.162 | 9.068 | 1.21 | 9.4271 | 18.4951
220 | A1100,A1101 | A6101 | DIV-09 | Framer Lumber | 2x4x10 Wood Studs @16"O.C. | 5.5789 | 0% | 5.5789 | EA | 0.55 | 3.0684 | 21.162 | 64.9338 | 10.92 | 60.9221 | 125.8559
221 | A1100,A1101 | A6101 | DIV-09 | Dry Waller | 1/2" Gypsum Board | 1.855 | 0% | 1.855 | EA | 0.48 | 0.8904 | 21.162 | 18.8426 | 9.56 | 17.7338 | 36.5764
222 | A1100,A1101 | A6101 | DIV-09 | Dry Waller | 1/2" Cementitious Baker Board | 1.855 | 0% | 1.855 | EA | 0.64 | 1.1872 | 21.162 | 25.1235 | 24.99 | 46.3564 | 71.4799
223 | A1100,A1101 | A6101 | DIV-09 | Joint Sealants | Acoustical Sealant at top and bottom of walls on each side | 29.68 | 5% | 31.164 | LF | 0.016 | 0.49862 | 23.2578 | 11.5969 | 0.05 | 1.5582 | 13.1551
[5 empty] | Partition Wall Type 08-1R(10'-0"H) | 63.63
224 | A1100,A1101 | A6101 | DIV-09 | Framer Lumber | 2x4x10 Top plate | 127.26 | 5% | 133.623 | LF | 0.055 | 7.3493 | 21.162 | 155.5249 | 1.092 | 145.9163 | 301.4412
225 | A1100,A1101 | A6101 | DIV-09 | Framer Lumber | 2x4x10 Pressure Treated Sole plate | 63.63 | 5% | 66.8115 | LF | 0.055 | 3.6746 | 21.162 | 77.7625 | 1.21 | 80.8419 | 158.6044
226 | A1100,A1101 | A6101 | DIV-09 | Framer Lumber | 2x4x10 Wood Studs @16"O.C. | 47.8421 | 0% | 47.8421 | EA | 0.55 | 26.3132 | 21.162 | 556.8383 | 10.92 | 522.4358 | 1079.274
227 | A1100,A1101 | A6101 | DIV-09 | Insulation | R-15 Insulation | 636.3 | 5% | 668.115 | SF | 0.01 | 6.6812 | 21.162 | 141.3863 | 0.90016 | 601.4119 | 742.7982
228 | A1100,A1101 | A6101 | DIV-09 | Dry Waller | 5/8" Gypsum board-Fire code type C | 17.8959 | 0% | 17.8959 | EA | 0.544 | 9.7354 | 21.162 | 206.02 | 30.98 | 554.4161 | 760.4362
229 | A1100,A1101 | A6101 | DIV-09 | Sheathing | 1/2" Wood Sheathing: Dense Glass Fireguard | 19.8844 | 0% | 19.8844 | EA | 0.704 | 13.9986 | 21.162 | 296.238 | 35.4 | 703.9069 | 1000.1448
230 | A1100,A1101 | A6101 | DIV-09 | Joint Sealants | Acoustical Sealant at top and bottom of walls on each side | 127.26 | 5% | 133.623 | LF | 0.016 | 2.138 | 23.2578 | 49.7244 | 0.05 | 6.6812 | 56.4056
[5 empty] | Partition Wall Type 07-1R (10'-10"H) | 102.7
231 | A1100,A1101 | A6101 | DIV-09 | Framer Lumber | 2x6x12 Top plate | 205.4 | 5% | 215.67 | LF | 0.059 | 12.7245 | 21.162 | 269.2761 | 1.21 | 260.9607 | 530.2368
232 | A1100,A1101 | A6101 | DIV-09 | Framer Lumber | 2x6x12 Sole plate | 102.7 | 5% | 107.835 | LF | 0.059 | 6.3623 | 21.162 | 134.6381 | 1.44 | 155.2824 | 289.9205
233 | A1100,A1101 | A6101 | DIV-09 | Framer Lumber | 2x6x12 Wood Studs @16"O.C. | 77.218 | 0% | 77.218 | EA | 0.708 | 54.6704 | 21.162 | 1156.9329 | 14.52 | 1121.206 | 2278.1389
234 | A1100,A1101 | A6101 | DIV-09 | Insulation | R-21 Insulation | 1112.241 | 5% | 1167.853 | SF | 0.01 | 11.6785 | 21.162 | 247.1407 | 1.0698 | 1249.3151 | 1496.4559
235 | A1100,A1101 | A6101 | DIV-09 | Dry Waller | 5/8" Gypsum board-Fire code type C | 32.0938 | 0% | 32.0938 | EA | 0.544 | 17.459 | 21.162 | 369.4668 | 30.98 | 994.2644 | 1363.7312
236 | A1100,A1101 | A6101 | DIV-09 | Sheathing | 1/2" Wood Sheathing: Dense Glass Fireguard | 34.7575 | 0% | 34.7575 | EA | 0.704 | 24.4693 | 21.162 | 517.8186 | 35.4 | 1230.4166 | 1748.2352
237 | A1100,A1101 | A6101 | DIV-09 | Joint Sealants | Acoustical Sealant at top and bottom of walls on each side | 205.4 | 5% | 215.67 | LF | 0.016 | 3.4507 | 23.2578 | 80.2562 | 0.05 | 10.7835 | 91.0397
[5 empty] | Partition Wall Type 14C (9'-1"H) | 15.28
238 | A1100,A1101 | A6101 | DIV-09 | Framer Lumber | 2x6x10 Top plate | 30.56 | 5% | 32.088 | LF | 0.059 | 1.8932 | 21.162 | 40.0637 | 1.21 | 38.8265 | 78.8902
239 | A1100,A1101 | A6101 | DIV-09 | Framer Lumber | 2x6x10 Pressure Treated Sole plate | 15.28 | 5% | 16.044 | LF | 0.059 | 0.9466 | 21.162 | 20.0318 | 1.44 | 23.1034 | 43.1352
240 | A1100,A1101 | A6101 | DIV-09 | Framer Lumber | 2x6 Wood Studs @16"O.C. | 11.4887 | 0% | 11.4887 | EA | 0.59 | 6.7783 | 21.162 | 143.4432 | 12.1 | 139.0135 | 282.4567
241 | A1100,A1101 | A6101 | DIV-09 | Insulation | R-21 Insulation | 138.7882 | 5% | 145.7277 | SF | 0.01 | 1.4573 | 21.162 | 30.8388 | 1.0698 | 155.8927 | 186.7315
242 | A1100,A1101 | A6101 | DIV-09 | Dry Waller | 5/8" Gypsum board-Fire code type C | 7.64 | 0% | 7.64 | EA | 0.544 | 4.1562 | 21.162 | 87.9525 | 30.98 | 236.6872 | 324.6397
243 | A1100,A1101 | A6101 | DIV-09 | Joint Sealants | Acoustical Sealant at top and bottom of walls on each side | 30.56 | 5% | 32.088 | LF | 0.016 | 0.51341 | 23.2578 | 11.9407 | 0.05 | 1.6044 | 13.5451
[5 empty] | Partition Wall Type 07-1R(10'-8"H) | 35.91
244 | A1100,A1101 | A6101 | DIV-09 | Framer Lumber | 2x6x12 Top plate | 71.82 | 5% | 75.411 | LF | 0.059 | 4.4492 | 21.162 | 94.1549 | 1.21 | 91.2473 | 185.4022
245 | A1100,A1101 | A6101 | DIV-09 | Framer Lumber | 2x6x12 Sole plate | 35.91 | 5% | 37.7055 | LF | 0.059 | 2.2246 | 21.162 | 47.0774 | 1.44 | 54.2959 | 101.3734
246 | A1100,A1101 | A6101 | DIV-09 | Framer Lumber | 2x6x12 Wood Studs @16"O.C. | 27 | 0% | 27 | EA | 0.708 | 19.116 | 21.162 | 404.5322 | 14.52 | 392.04 | 796.5722
247 | A1100,A1101 | A6101 | DIV-09 | Insulation | R-21 Insulation | 383.1597 | 5% | 402.3177 | SF | 0.01 | 4.0232 | 21.162 | 85.1383 | 1.0698 | 430.3808 | 515.5192
248 | A1100,A1101 | A6101 | DIV-09 | Dry Waller | 5/8" Gypsum board-Fire code type C | 11.2219 | 0% | 11.2219 | EA | 0.544 | 6.1047 | 21.162 | 129.1875 | 30.98 | 347.6537 | 476.8412
249 | A1100,A1101 | A6101 | DIV-09 | Sheathing | 1/2" Wood Sheathing: Dense Glass Fireguard | 11.9737 | 0% | 11.9737 | EA | 0.704 | 8.4295 | 21.162 | 178.3851 | 35.4 | 423.8704 | 602.2555
250 | A1100,A1101 | A6101 | DIV-09 | Joint Sealants | Acoustical Sealant at top and bottom of walls on each side | 71.82 | 5% | 75.411 | LF | 0.016 | 1.2066 | 23.2578 | 28.0623 | 0.05 | 3.7706 | 31.8329
[5 empty] | Partition Wall Type 07-1R(7'-10"H) | 3.66
251 | A1100,A1101 | A6101 | DIV-09 | Framer Lumber | 2x6x8 Top plate | 7.32 | 5% | 7.686 | LF | 0.054 | 0.41504 | 21.162 | 8.7831 | 1.21 | 9.3001 | 18.0832
252 | A1100,A1101 | A6101 | DIV-09 | Framer Lumber | 2x6x8 Sole plate | 3.66 | 5% | 3.843 | LF | 0.054 | 0.20752 | 21.162 | 4.3916 | 1.44 | 5.5339 | 9.9255
253 | A1100,A1101 | A6101 | DIV-09 | Framer Lumber | 2x6x8 Wood Studs @16"O.C. | 2.7519 | 0% | 2.7519 | EA | 0.432 | 1.1888 | 21.162 | 25.1576 | 9.68 | 26.6382 | 51.7958
254 | A1100,A1101 | A6101 | DIV-09 | Insulation | R-21 Insulation | 28.6578 | 5% | 30.0907 | SF | 0.009 | 0.27082 | 21.162 | 5.731 | 1.0698 | 32.1896 | 37.9206
255 | A1100,A1101 | A6101 | DIV-09 | Dry Waller | 5/8" Gypsum board-Fire code type C | 0.80063 | 0% | 0.80063 | EA | 0.48 | 0.3843 | 21.162 | 8.1325 | 30.98 | 24.8034 | 32.9359
256 | A1100,A1101 | A6101 | DIV-09 | Sheathing | 1/2" Wood Sheathing: Dense Glass Fireguard | 0.89556 | 0% | 0.89556 | EA | 0.64 | 0.57316 | 21.162 | 12.1291 | 35.4 | 31.7027 | 43.8318
257 | A1100,A1101 | A6101 | DIV-09 | Joint Sealants | Acoustical Sealant at top and bottom of walls on each side | 7.32 | 5% | 7.686 | LF | 0.048 | 0.36893 | 23.2578 | 8.5805 | 0.05 | 0.3843 | 8.9648
[5 empty] | Partition Wall Type 07-1R(9'-6"H) | 15.5
258 | A1100,A1101 | A6101 | DIV-09 | Framer Lumber | 2x6x10 Top plate | 31 | 5% | 32.55 | LF | 0.059 | 1.9205 | 21.162 | 40.6405 | 1.21 | 39.3855 | 80.026
259 | A1100,A1101 | A6101 | DIV-09 | Framer Lumber | 2x6x10 Sole plate | 15.5 | 5% | 16.275 | LF | 0.059 | 0.96023 | 21.162 | 20.3203 | 1.44 | 23.436 | 43.7563
260 | A1100,A1101 | A6101 | DIV-09 | Framer Lumber | 2x6 Wood Studs @16"O.C. | 11.6541 | 0% | 11.6541 | EA | 0.59 | 6.8759 | 21.162 | 145.5084 | 14.52 | 169.218 | 314.7265
261 | A1100,A1101 | A6101 | DIV-09 | Insulation | R-21 Insulation | 147.25 | 5% | 154.6125 | SF | 0.01 | 1.5461 | 21.162 | 32.7191 | 1.0698 | 165.3973 | 198.1163
262 | A1100,A1101 | A6101 | DIV-09 | Dry Waller | 5/8" Gypsum board-Fire code type C | 4.1172 | 0% | 4.1172 | EA | 0.544 | 2.2398 | 21.162 | 47.3975 | 30.98 | 127.5505 | 174.948
263 | A1100,A1101 | A6101 | DIV-09 | Sheathing | 1/2" Wood Sheathing: Dense Glass Fireguard | 4.6016 | 0% | 4.6016 | EA | 0.704 | 3.2395 | 21.162 | 68.5542 | 35.4 | 162.8953 | 231.4495
264 | A1100,A1101 | A6101 | DIV-09 | Joint Sealants | Acoustical Sealant at top and bottom of walls on each side | 31 | 5% | 32.55 | LF | 0.016 | 0.5208 | 23.2578 | 12.1127 | 0.05 | 1.6275 | 13.7402
[5 empty] | Partition Wall Type 07-1R(10'-2"H) | 15.5
265 | A1100,A1101 | A6101 | DIV-09 | Framer Lumber | 2x6x12 Top plate | 31 | 5% | 32.55 | LF | 0.059 | 1.9205 | 21.162 | 40.6405 | 1.21 | 39.3855 | 80.026
266 | A1100,A1101 | A6101 | DIV-09 | Framer Lumber | 2x6x12 Sole plate | 15.5 | 5% | 16.275 | LF | 0.059 | 0.96023 | 21.162 | 20.3203 | 1.44 | 23.436 | 43.7563
267 | A1100,A1101 | A6101 | DIV-09 | Framer Lumber | 2x6x12 Wood Studs @16"O.C. | 11.6541 | 0% | 11.6541 | EA | 0.708 | 8.2511 | 21.162 | 174.6101 | 14.52 | 169.218 | 343.8282
268 | A1100,A1101 | A6101 | DIV-09 | Insulation | R-21 Insulation | 157.48 | 5% | 165.354 | SF | 0.01 | 1.6535 | 21.162 | 34.9922 | 1.0698 | 176.8881 | 211.8802
269 | A1100,A1101 | A6101 | DIV-09 | Dry Waller | 5/8" Gypsum board-Fire code type C | 4.3594 | 0% | 4.3594 | EA | 0.544 | 2.3715 | 21.162 | 50.1856 | 30.98 | 135.0534 | 185.239
270 | A1100,A1101 | A6101 | DIV-09 | Sheathing | 1/2" Wood Sheathing: Dense Glass Fireguard | 4.9212 | 0% | 4.9212 | EA | 0.704 | 3.4646 | 21.162 | 73.3169 | 35.4 | 174.2122 | 247.5292
271 | A1100,A1101 | A6101 | DIV-09 | Joint Sealants | Acoustical Sealant at top and bottom of walls on each side | 31 | 5% | 32.55 | LF | 0.016 | 0.5208 | 23.2578 | 12.1127 | 0.05 | 1.6275 | 13.7402
[5 empty] | Partition Wall Type 01A(9'-10"H) | 33.64
272 | A1100,A1101 | A6101 | DIV-09 | Framer Lumber | 2x6x10 Top plate | 67.28 | 5% | 70.644 | LF | 0.059 | 4.168 | 21.162 | 88.203 | 1.21 | 85.4792 | 173.6822
273 | A1100,A1101 | A6101 | DIV-09 | Framer Lumber | 2x6x10 Sole plate | 33.64 | 5% | 35.322 | LF | 0.059 | 2.084 | 21.162 | 44.1015 | 1.44 | 50.8637 | 94.9652
274 | A1100,A1101 | A6101 | DIV-09 | Framer Lumber | 2x6x10 Wood Studs @16"O.C. | 25.2932 | 0% | 25.2932 | EA | 0.59 | 14.923 | 21.162 | 315.8002 | 12.1 | 306.0481 | 621.8484
275 | A1100,A1101 | A6101 | DIV-09 | Dry Waller | 1/2" Gypsum Board | 9.5625 | 0% | 9.5625 | EA | 0.544 | 5.202 | 21.162 | 110.0846 | 9.56 | 91.4175 | 201.5021
276 | A1100,A1101 | A6101 | DIV-09 | Dry Waller | 1/2" Cementitious Baker Board | 3.0938 | 0% | 3.0938 | EA | 0.704 | 2.178 | 21.162 | 46.0908 | 24.99 | 77.3128 | 123.4036
277 | A1100,A1101 | A6101 | DIV-09 | Joint Sealants | Acoustical Sealant at top and bottom of walls on each side | 134.56 | 5% | 141.288 | LF | 0.016 | 2.2606 | 23.2578 | 52.5768 | 0.05 | 7.0644 | 59.6412
[5 empty] | Partition Wall Type 01(9'-10"H) | 61.39
278 | A1100,A1101 | A6101 | DIV-09 | Framer Lumber | 2x4x10 Top plate | 122.78 | 5% | 128.919 | LF | 0.055 | 7.0905 | 21.162 | 150.0499 | 1.092 | 140.7795 | 290.8294
279 | A1100,A1101 | A6101 | DIV-09 | Framer Lumber | 2x4x10 Sole plate | 61.39 | 5% | 64.4595 | LF | 0.055 | 3.5453 | 21.162 | 75.025 | 1.21 | 77.996 | 153.0209
280 | A1100,A1101 | A6101 | DIV-09 | Framer Lumber | 2x4x10 Wood Studs @16"O.C. | 46.1579 | 0% | 46.1579 | EA | 0.55 | 25.3868 | 21.162 | 537.2356 | 10.92 | 504.0442 | 1041.2798
281 | A1100,A1101 | A6101 | DIV-09 | Dry Waller | 1/2" Gypsum Board | 17.1562 | 0% | 17.1562 | EA | 0.544 | 9.333 | 21.162 | 197.5047 | 9.56 | 164.0138 | 361.5184
282 | A1100,A1101 | A6101 | DIV-09 | Dry Waller | 1/2" Cementitious Baker Board | 5.9062 | 0% | 5.9062 | EA | 0.704 | 4.158 | 21.162 | 87.9915 | 24.99 | 147.5972 | 235.5887
283 | A1100,A1101 | A6101 | DIV-09 | Joint Sealants | Acoustical Sealant at top and bottom of walls on each side | 245.56 | 5% | 257.838 | LF | 0.016 | 4.1254 | 23.2578 | 95.9479 | 0.05 | 12.8919 | 108.8398
[5 empty] | Partition Wall Type 03(9'-10"H) | 4.07
284 | A1100,A1101 | A6101 | DIV-09 | Framer Lumber | 2x4x10 Top plate | 8.14 | 5% | 8.547 | LF | 0.055 | 0.47009 | 21.162 | 9.9479 | 1.092 | 9.3333 | 19.2812
285 | A1100,A1101 | A6101 | DIV-09 | Framer Lumber | 2x4x10 Sole plate | 4.07 | 5% | 4.2735 | LF | 0.055 | 0.23504 | 21.162 | 4.974 | 1.21 | 5.1709 | 10.1449
286 | A1100,A1101 | A6101 | DIV-09 | Framer Lumber | 2x4x10 Wood Studs @16"O.C. | 3.0602 | 0% | 3.0602 | EA | 0.55 | 1.6831 | 21.162 | 35.6173 | 10.92 | 33.4168 | 69.0342
287 | A1100,A1101 | A6101 | DIV-09 | Dry Waller | 1/2" Gypsum Board | 1.2503 | 0% | 1.2503 | EA | 0.544 | 0.68014 | 21.162 | 14.3931 | 9.56 | 11.9524 | 26.3455
288 | A1100,A1101 | A6101 | DIV-09 | Dry Waller | 1/2" Cementitious Baker Board | 1.2503 | 0% | 1.2503 | EA | 0.704 | 0.88018 | 21.162 | 18.6263 | 24.99 | 31.2438 | 49.8701
289 | A1100,A1101 | A6101 | DIV-09 | Joint Sealants | Acoustical Sealant at top and bottom of walls on each side | 16.28 | 5% | 17.094 | LF | 0.016 | 0.2735 | 23.2578 | 6.3611 | 0.05 | 0.8547 | 7.2158
[5 empty] | Parapet Wall(2'-6"H) | 30.64
290 | A1100,A1101 | S2201 | DIV-09 | Framer Lumber | 2x6x8 Top plate | 61.28 | 5% | 64.344 | LF | 0.054 | 3.4746 | 21.162 | 73.5289 | 1.21 | 77.8562 | 151.3851
291 | A1100,A1101 | S2201 | DIV-09 | Framer Lumber | 2x6x8 Bottom plate | 30.64 | 5% | 32.172 | LF | 0.054 | 1.7373 | 21.162 | 36.7644 | 1.44 | 46.3277 | 83.0921
292 | A1100,A1101 | S2201 | DIV-09 | Framer Lumber | 2x6x8 Wood Studs @16"O.C. | 23.0376 | 0% | 23.0376 | EA | 0.432 | 9.9522 | 21.162 | 210.609 | 9.68 | 223.0039 | 433.6129
293 | A1100,A1101 | S2201 | DIV-09 | Sheathing | 1/2" Sheathing | 4.7875 | 0% | 4.7875 | EA | 0.64 | 3.064 | 21.162 | 64.8403 | 36.5 | 174.7437 | 239.584
[5 empty] | Parapet Wall (2'H) | 15.23
294 | A1100,A1101 | S2201 | DIV-09 | Framer Lumber | 2x6x8 Top plate | 30.46 | 5% | 31.983 | LF | 0.054 | 1.7271 | 21.162 | 36.5485 | 1.21 | 38.6994 | 75.2479
295 | A1100,A1101 | S2201 | DIV-09 | Framer Lumber | 2x6x8 Bottom plate | 15.23 | 5% | 15.9915 | LF | 0.054 | 0.86354 | 21.162 | 18.2742 | 1.44 | 23.0278 | 41.302
296 | A1100,A1101 | S2201 | DIV-09 | Framer Lumber | 2x6x8 Wood Studs @16"O.C. | 11.4511 | 0% | 11.4511 | EA | 0.432 | 4.9469 | 21.162 | 104.6859 | 9.68 | 110.8469 | 215.5328
297 | A1100,A1101 | S2201 | DIV-09 | Sheathing | 1/2" Sheathing | 1.9038 | 0% | 1.9038 | EA | 0.64 | 1.2184 | 21.162 | 25.7837 | 36.5 | 69.4869 | 95.2706
[5 empty] | Parapet Wall(4'H) | 39.51
298 | A1100,A1101 | S2201 | DIV-09 | Framer Lumber | 2x6x8 Top plate | 39.51 | 5% | 41.4855 | LF | 0.054 | 2.2402 | 21.162 | 47.4074 | 1.21 | 50.1975 | 97.6049
299 | A1100,A1101 | S2201 | DIV-09 | Framer Lumber | 2x6x8 Bottom plate | 39.51 | 5% | 41.4855 | LF | 0.054 | 2.2402 | 21.162 | 47.4074 | 1.44 | 59.7391 | 107.1465
300 | A1100,A1101 | S2201 | DIV-09 | Framer Lumber | 2x6x8 Wood Studs @16"O.C. | 29.7068 | 0% | 29.7068 | EA | 0.432 | 12.8333 | 21.162 | 271.5784 | 9.68 | 287.5615 | 559.1399
301 | A1100,A1101 | S2201 | DIV-09 | Sheathing | 1/2" Sheathing | 9.8775 | 0% | 9.8775 | EA | 0.64 | 6.3216 | 21.162 | 133.7775 | 36.5 | 360.5288 | 494.3063
[5 empty] | Parapet Wall(2'-4"H) | 85.67
302 | A1100,A1101 | S2201 | DIV-09 | Framer Lumber | 2x6x8 Top plate | 171.34 | 5% | 179.907 | LF | 0.054 | 9.715 | 21.162 | 205.5881 | 1.21 | 217.6875 | 423.2755
303 | A1100,A1101 | S2201 | DIV-09 | Framer Lumber | 2x6x8 Bottom plate | 85.67 | 5% | 89.9535 | LF | 0.054 | 4.8575 | 21.162 | 102.794 | 1.44 | 129.533 | 232.3271
304 | A1100,A1101 | S2201 | DIV-09 | Framer Lumber | 2x6x8 Wood Studs @16"O.C. | 64.4135 | 0% | 64.4135 | EA | 0.432 | 27.8266 | 21.162 | 588.8667 | 9.68 | 623.523 | 1212.3897
305 | A1100,A1101 | S2201 | DIV-09 | Sheathing | 1/2" Sheathing | 12.4757 | 0% | 12.4757 | EA | 0.64 | 7.9844 | 21.162 | 168.9666 | 36.5 | 455.3628 | 624.3294
Extra Studs
306 | A1100,A1101 | A6101 | DIV-09 | Framer Lumber | 2x6x10 Extra Suds | 68 | 0% | 68 | EA | 0.54 | 36.72 | 21.162 | 777.0675 | 12.2 | 829.6 | 1606.6675
307 | A1100,A1101 | A6101 | DIV-09 | Framer Lumber | 2x4x10 Extra Suds | 136 | 0% | 136 | EA | 0.52 | 70.72 | 21.162 | 1496.5745 | 10.92 | 1485.12 | 2981.6945
308 | A1100,A1101 | A6101 | DIV-09 | Framer Lumber | 2x6x12 Extra Suds | 34 | 0% | 34 | EA | 0.648 | 22.032 | 21.162 | 466.2405 | 14.52 | 493.68 | 959.9205
309 | A1100,A1101 | A6101 | DIV-09 | Framer Lumber | 2x6x8 Extra Suds | 3 | 0% | 3 | EA | 0.432 | 1.296 | 21.162 | 27.4259 | 9.68 | 29.04 | 56.4659
310 |  |  | DIV-09 | Dry Waller | Taping | 2710 | 5% | 2845.5 | LF | 0.01 | 28.455 | 21.162 | 602.1639 | 0.01 | 28.455 | 630.6189
311 |  |  | DIV-09 | Dry Waller | Mudding Compound | 459.616 | 5% | 482.5968 | LBS | 0.22 | 106.1713 | 21.162 | 2246.7938 | 0.5 | 241.2984 | 2488.0922
312 |  |  | DIV-09 | Dry Waller | Screws | 12195 | 0% | 12195 | EA | 0.001 | 12.195 | 21.162 | 258.0702 | 0.02 | 243.9 | 501.9702
Ceiling Finishes
313 | A1100,A1101 | A1100,A1101 | DIV-09 | Dry Waller | 1/2" Gypsum Board Ceiling(9'-6" AFF) | 20.2275 | 0% | 20.2275 | EA | 0.64 | 12.9456 | 21.162 | 273.9544 | 9.56 | 193.3749 | 467.3293
314 | A1100,A1101 | A1100,A1101 | DIV-09 | Dry Waller | 1/2" Gypsum Board Ceiling(9'-1" AFF) | 60.0566 | 0% | 60.0566 | EA | 0.64 | 38.4362 | 21.162 | 813.3857 | 9.56 | 574.1407 | 1387.5264
315 |  |  | DIV-09 | Dry Waller | Taping | 800 | 5% | 840 | LF | 0.01 | 8.4 | 21.162 | 177.7605 | 0.01 | 8.4 | 186.1605
316 |  |  | DIV-09 | Dry Waller | Mudding Compound | 135.68 | 5% | 142.464 | LBS | 0.22 | 31.3421 | 21.162 | 663.2602 | 0.5 | 71.232 | 734.4922
317 |  |  | DIV-09 | Dry Waller | Screws | 3600 | 0% | 3600 | EA | 0.001 | 3.6 | 21.162 | 76.1831 | 0.02 | 72 | 148.1831
Door Trim
318 | A-103,A104 | A-103,A104 | DIV-09 | Finish Carpenter | Door Trim | 1067 | 5% | 1120.35 | LF | 0.022 | 24.6477 | 29.5564 | 728.4967 | 1.22 | 1366.827 | 2095.3237
Floor Finishes
319 | A1100,A1101 | A1100,A1101 | DIV-09 | Flooring | Foyer Flooring | 375 | 5% | 393.75 | SF | 0.04 | 15.75 | 26.0442 | 410.1957 | 2.84 | 1118.25 | 1528.4457
320 | A1100,A1101 | A1100,A1101 | DIV-09 | Flooring | Living Room Flooring | 220.12 | 5% | 231.126 | SF | 0.04 | 9.245 | 26.0442 | 240.7794 | 2.84 | 656.3978 | 897.1773
321 | A1100,A1101 | A1100,A1101 | DIV-09 | Tiler | Tiles In Bathrooms | 265.59 | 5% | 278.8695 | SF | 0.035 | 9.7604 | 26.1046 | 254.7921 | 3.5 | 976.0432 | 1230.8354
322 | A1100,A1101 | A1100,A1101 | DIV-09 | Flooring | Bedroom Flooring | 684.53 | 5% | 718.7565 | SF | 0.04 | 28.7503 | 26.0442 | 748.7768 | 2.84 | 2041.2685 | 2790.0452
323 | A1100,A1101 | A1100,A1101 | DIV-09 | Flooring | Closet Flooring | 126.89 | 5% | 133.2345 | SF | 0.04 | 5.3294 | 26.0442 | 138.7993 | 2.84 | 378.386 | 517.1853
324 | A1100,A1101 | A1100,A1101 | DIV-09 | Flooring | Laundry Flooring | 34.2 | 5% | 35.91 | SF | 0.04 | 1.4364 | 26.0442 | 37.4099 | 2.84 | 101.9844 | 139.3943
325 | A1100,A1101 | A1100,A1101 | DIV-09 | Flooring | Breezeway Flooring | 142.75 | 5% | 149.8875 | SF | 0.04 | 5.9955 | 26.0442 | 156.1478 | 2.84 | 425.6805 | 581.8283
326 | A1100,A1101 | A1100,A1101 | DIV-09 | Flooring | Landing Flooring | 75.94 | 5% | 79.737 | SF | 0.04 | 3.1895 | 26.0442 | 83.0674 | 2.84 | 226.4531 | 309.5205
327 | A1100,A1101 | A1100,A1101 | DIV-09 | Flooring | Kitchen Flooring | 91.27 | 5% | 95.8335 | SF | 0.04 | 3.8333 | 26.0442 | 99.8362 | 2.84 | 272.1671 | 372.0033
328 | A1100,A1101 | A1100,A1101 | DIV-09 | Flooring | Hall Flooring | 258.16 | 5% | 271.068 | SF | 0.04 | 10.8427 | 26.0442 | 282.3897 | 2.84 | 769.8331 | 1052.2228
329 | A1100,A1101 | A1100,A1101 | DIV-09 | Flooring | Carpet Flooring | 118 | 5% | 123.9 | SF | 0.035 | 4.3365 | 26.0442 | 112.9406 | 2.5 | 309.75 | 422.6906
Wall Base
330 | A1100,A1101 | A1100,A1101 | DIV-09 | Flooring | Closet Wall Base | 94.62 | 5% | 99.351 | LF | 0.028 | 2.7818 | 26.0442 | 72.4504 | 0.94667 | 94.0523 | 166.5027
331 | A1100,A1101 | A1100,A1101 | DIV-09 | Flooring | Landing Wall base | 29.7 | 5% | 31.185 | LF | 0.028 | 0.87318 | 26.0442 | 22.7413 | 0.94667 | 29.5218 | 52.2631
332 | A1100,A1101 | A1100,A1101 | DIV-09 | Tiler | Tile Wall Base In Bathrooms | 165.71 | 5% | 173.9955 | LF | 0.045 | 7.8298 | 26.1046 | 204.3937 | 3.2 | 556.7856 | 761.1793
333 | A1100,A1101 | A1100,A1101 | DIV-09 | Flooring | Bedroom Wall Base | 211.3 | 5% | 221.865 | LF | 0.028 | 6.2122 | 26.0442 | 161.7921 | 0.94667 | 210.0322 | 371.8243
334 | A1100,A1101 | A1100,A1101 | DIV-09 | Flooring | Foyer Wall Base | 70.72 | 5% | 74.256 | LF | 0.028 | 2.0792 | 26.0442 | 54.1502 | 0.94667 | 70.2957 | 124.4459
335 | A1100,A1101 | A1100,A1101 | DIV-09 | Flooring | Hall Wall Base | 107.13 | 5% | 112.4865 | LF | 0.028 | 3.1496 | 26.0442 | 82.0293 | 0.94667 | 106.4872 | 188.5165
336 | A1100,A1101 | A1100,A1101 | DIV-09 | Flooring | Kitchen Wall Base | 72.3 | 5% | 75.915 | LF | 0.028 | 2.1256 | 26.0442 | 55.36 | 0.94667 | 71.8662 | 127.2262
337 | A1100,A1101 | A1100,A1101 | DIV-09 | Flooring | Living Room Wall Base | 45.79 | 5% | 48.0795 | LF | 0.028 | 1.3462 | 26.0442 | 35.0613 | 0.94667 | 45.5153 | 80.5766
338 | A1100,A1101 | A1100,A1101 | DIV-09 | Flooring | Breezeway Wall Base | 82.59 | 5% | 86.7195 | LF | 0.028 | 2.4281 | 26.0442 | 63.2391 | 0.94667 | 82.0945 | 145.3335
339 | A1100,A1101 | A1100,A1101 | DIV-09 | Flooring | Laundry Wall Base | 25.01 | 5% | 26.2605 | LF | 0.028 | 0.73529 | 26.0442 | 19.1501 | 0.94667 | 24.8599 | 44.0101
Note: Finish schedule is not given. RFI has been sent to client.
Paint
Wall Paint
340 | A1100,A1101 | A1100,A1101 | DIV-09 | Interior Painter | Paint on Partition Walls | 9589.7453 | 5% | 10069.2326 | SF | 0.02 | 201.3847 | 18.9397 | 3814.1583 | 0.35 | 3524.2314 | 7338.3897
341 | A1100,A1101 | A1100,A1101 | DIV-09 | Tiler | Bath Wall Tile | 1505.0577 | 5% | 1580.3106 | SF | 0.035 | 55.3109 | 26.1046 | 1443.8678 | 3.5 | 5531.087 | 6974.9548
Exterior Paint
342 | A2103 | 3/A5001 | DIV-09 | Exterior Painter | Hydrostatic paint on CMU, color to match siding | 460 | 5% | 483 | SF | 0.032 | 15.456 | 18.9397 | 292.7315 | 0.55 | 265.65 | 558.3815
Door Paint
343 | A1100,A1101 | A7201 | DIV-09 | Interior Painter | (3'-0"x7'-0")Composite/Glass Door with Comp Frame | 1 | 0% | 1 | EA | 1.215 | 1.215 | 18.9397 | 23.0117 | 26.8 | 26.8 | 49.8117
344 | A1100,A1101 | A7201 | DIV-09 | Interior Painter | (2'-10"x7'-6")Composite/Glass Door with Comp Frame | 1 | 0% | 1 | EA | 1.22 | 1.22 | 18.9397 | 23.1064 | 26.98 | 26.98 | 50.0864
345 | A1100,A1101 | A7201 | DIV-09 | Interior Painter | (4'-6-1/2"x7'-6")Composite/Glass Door with Comp Frame | 1 | 0% | 1 | EA | 1.31 | 1.31 | 18.9397 | 24.811 | 37.24 | 37.24 | 62.051
346 | A1100,A1101 | A7201 | DIV-09 | Interior Painter | (3'-0"x7'-6")Composite/Glass Door with Comp Frame | 5 | 0% | 5 | EA | 1.22 | 6.1 | 18.9397 | 115.532 | 28 | 140 | 255.532
347 | A1100,A1101 | A7201 | DIV-09 | Interior Painter | (7'-6"x7'-6")Composite/Glass Door with Comp Frame | 1 | 0% | 1 | EA | 1.95 | 1.95 | 18.9397 | 36.9324 | 55 | 55 | 91.9324
348 | A1100,A1101 | A7201 | DIV-09 | Interior Painter | (12'-8-1/2"x7'-6")Composite/Glass Door with Comp Frame | 1 | 0% | 1 | EA | 3.776 | 3.776 | 18.9397 | 71.5162 | 86.32 | 86.32 | 157.8362
349 | A1100,A1101 | A7201 | DIV-09 | Interior Painter | (2'-6"x5'-10")Masonite Door with Comp Frame | 1 | 0% | 1 | EA | 1.1 | 1.1 | 18.9397 | 20.8336 | 21.66 | 21.66 | 42.4936
350 | A1100,A1101 | A7201 | DIV-09 | Interior Painter | (2'-10"x7'-6")Masonite Door with Wood Frame | 4 | 0% | 4 | EA | 1.215 | 4.86 | 18.9397 | 92.0468 | 26.98 | 107.92 | 199.9668
351 | A1100,A1101 | A7201 | DIV-09 | Interior Painter | (2'-6"x7'-6")Masonite Door with Wood Frame | 8 | 0% | 8 | EA | 1.215 | 9.72 | 18.9397 | 184.0936 | 25 | 200 | 384.0936
352 | A1100,A1101 | A7201 | DIV-09 | Interior Painter | (3'-0"x7'-6")Masonite Door with Wood Frame | 4 | 0% | 4 | EA | 1.22 | 4.88 | 18.9397 | 92.4256 | 28 | 112 | 204.4256
353 | A1100,A1101 | A7201 | DIV-09 | Interior Painter | (2'-0"x7'-6")Masonite Door with Wood Frame | 2 | 0% | 2 | EA | 1.1 | 2.2 | 18.9397 | 41.6673 | 22 | 44 | 85.6673
354 | A1100,A1101 | A7201 | DIV-09 | Interior Painter | (4'-0"x7'-6")Masonite Door with Wood Frame | 1 | 0% | 1 | EA | 1.35 | 1.35 | 18.9397 | 25.5686 | 34 | 34 | 59.5686
355 | A1100,A1101 | A7201 | DIV-09 | Interior Painter | (5'-0"x7'-6")Masonite Door with Wood Frame | 1 | 0% | 1 | EA | 1.68 | 1.68 | 18.9397 | 31.8186 | 40 | 40 | 71.8186
356 | A1100,A1101 | A7201 | DIV-09 | Interior Painter | (2'-6"x5'-6")Masonite Door with Wood Frame | 1 | 0% | 1 | EA | 1.15 | 1.15 | 18.9397 | 21.7806 | 21 | 21 | 42.7806
357 | A1100,A1101 | A7201 | DIV-09 | Interior Painter | (2'-0"x4'-6")Masonite Door with Wood Frame | 1 | 0% | 1 | EA | 1 | 1 | 18.9397 | 18.9397 | 17.2 | 17.2 | 36.1397
Trim Paint
358 | A-103,A104 | A-103,A104 | DIV-09 | Interior Painter | Paint on Door Trim | 1067 | 5% | 1120.35 | LF | 0.018 | 20.1663 | 18.9397 | 381.943 | 0.8 | 896.28 | 1278.223
|  |  | DIV-10 |  | Specialties | [11 empty] | 2952.445
Toilet Accessories
359 | A1100,A1101 | A1100,A1101 | DIV-10 | Accessories | 36" Horizontal Grab bar | 6 | 0% | 6 | EA | 0.565 | 3.39 | 29.5564 | 100.1961 | 39.5 | 237 | 337.1961
360 | A1100,A1101 | A1100,A1101 | DIV-10 | Accessories | 36" Vertical Grab bar | 6 | 0% | 6 | EA | 0.498 | 2.988 | 29.5564 | 88.3145 | 39.5 | 237 | 325.3145
361 | A1100,A1101 | A1100,A1101 | DIV-10 | Accessories | Mirror | 6 | 0% | 6 | EA | 1.21 | 7.26 | 29.5564 | 214.5793 | 198.84 | 1193.04 | 1407.6193
362 | A1100,A1101 | A1100,A1101 | DIV-10 | Accessories | Soap Dispenser | 6 | 0% | 6 | EA | 0.421 | 2.526 | 29.5564 | 74.6594 | 54.29 | 325.74 | 400.3994
363 | A1100,A1101 | A1100,A1101 | DIV-10 | Accessories | Tissue Paper Holder | 6 | 0% | 6 | EA | 0.475 | 2.85 | 29.5564 | 84.2357 | 66.28 | 397.68 | 481.9157
|  |  | DIV-11 |  | Equipment | [11 empty] | 8123.7649
364 | A1100 | A1100 | DIV-11 | Equipment | Washer | 1 | 0% | 1 | EA | 2.351 | 2.351 | 21.162 | 49.7518 | 749.98 | 749.98 | 799.7318
365 | A1100 | A1100 | DIV-11 | Equipment | Dryer | 1 | 0% | 1 | EA | 2.042 | 2.042 | 21.162 | 43.2127 | 499 | 499 | 542.2127
366 | A1100 | A1100 | DIV-11 | Equipment | Washer/Dryer | 1 | 0% | 1 | EA | 2.042 | 2.042 | 21.162 | 43.2127 | 499 | 499 | 542.2127
367 | A1100 | A1100 | DIV-11 | Equipment | Dishwasher | 1 | 0% | 1 | EA | 2.895 | 2.895 | 21.162 | 61.2639 | 791.99 | 791.99 | 853.2539
368 | A1100 | A1100 | DIV-11 | Equipment | Cooking Range | 2 | 0% | 2 | EA | 3.124 | 6.248 | 21.162 | 132.22 | 1259.1 | 2518.2 | 2650.42
369 | A1100 | A1100 | DIV-11 | Equipment | Refrigerator | 2 | 0% | 2 | EA | 3.259 | 6.518 | 21.162 | 137.9337 | 1299 | 2598 | 2735.9337
|  |  | DIV-12 |  | Furnishing | [11 empty] | 22572.8288
Millwork & Countertop
370 | A1100,A1101 | A1100,A1101 | DIV-12 | Countertops | 2'W Countertop | 41.72 | 5% | 43.806 | SF | 0.359 | 15.7264 | 37.1471 | 584.1886 | 85.5 | 3745.413 | 4329.6016
371 | A1100,A1101 | A1100,A1101 | DIV-12 | Countertops | 1'-10"W Countertop | 38.1738 | 5% | 40.0825 | SF | 0.359 | 14.3896 | 37.1471 | 534.5326 | 85.5 | 3427.0529 | 3961.5855
372 | A1100,A1101 | A1100,A1101 | DIV-12 | Cabinetry | 2'W Base Cabinets | 42 | 5% | 44.1 | LF | 1.1 | 48.51 | 29.5564 | 1433.7799 | 125.5 | 5534.55 | 6968.3299
373 | A1100,A1101 | A1100,A1101 | DIV-12 | Cabinetry | 1'W Upper Cabinets | 20.86 | 5% | 21.903 | LF | 1.2 | 26.2836 | 29.5564 | 776.848 | 155.5 | 3405.9165 | 4182.7645
374 | A1100,A1101 | A1100,A1101 | DIV-12 | Countertops | Backsplash | 20.86 | 5% | 21.903 | LF | 0.22 | 4.8187 | 37.1471 | 178.9993 | 22.4 | 490.6272 | 669.6265
375 | A1100,A1101 | A1100,A1101 | DIV-12 | Cabinetry | (4'-8"Lx3'-6"W)Walk In Closet | 1 | 0% | 1 | EA | 4.056 | 4.056 | 29.5564 | 119.8807 | 437.3874 | 437.3874 | 557.268
376 | A1100,A1101 | A1100,A1101 | DIV-12 | Cabinetry | (6'-6"X5'-5")Walk in Closet | 1 | 0% | 1 | EA | 5.124 | 5.124 | 29.5564 | 151.4469 | 942.8376 | 942.8376 | 1094.2844
377 | A1100,A1101 | A1100,A1101 | DIV-12 | Cabinetry | (7'-2"x3'-0")Walk In Closet | 1 | 0% | 1 | EA | 4.368 | 4.368 | 29.5564 | 129.1023 | 575.7446 | 575.7446 | 704.8468
378 | A1100,A1101 | A1100,A1101 | DIV-12 | Cabinetry | 2' Wide Closet Rod | 4.46 | 5% | 4.683 | LF | 0.1 | 0.4683 | 29.5564 | 13.8413 | 7.65 | 35.825 | 49.6662
379 | A1100,A1101 | A1100,A1101 | DIV-12 | Cabinetry | 1'-10" Wide Closet Rod | 5.2 | 5% | 5.46 | LF | 0.12 | 0.6552 | 29.5564 | 19.3653 | 6.5 | 35.49 | 54.8553
|  |  | DIV-14 |  | Conveying Equipment | [11 empty] | 48454.3649
380 | A1100,A1101 | A1100,A1101 | DIV-14 | Elevator | Symmetry Residence Elevator(H=30') Model:90-RR-LH-RH-Model Inline Gear Drive w/MRL Controller Size:36"x48" | 1 | 0% | 1 | EA | 144 | 144 | 58.7109 | 8454.3649 | 40000 | 40000 | 48454.3649
|  |  | DIV-21 |  | Fire Suppression | [11 empty] | 22641.5214
381 |  |  | DIV-21 | Fire Suppression | Provide and Install a Fully Automatic Wet Type Sprinkler System (4480 SF) | 1 | 0% | 1 | LS | 275.968 | 275.968 | 46.1268 | 12729.5214 | 9912 | 9912 | 22641.5214
|  |  | DIV-22 |  | Plumbing | [11 empty] | 66641.8005
Water
Cold Water Pipe
382 | P0001,P0002 | P0003 | DIV-22 | Plumber | 1-1/2" Cold Water | 51.5 | 5% | 54.075 | LF | 0.162 | 8.7602 | 38.4878 | 337.1585 | 15.9 | 859.7925 | 1196.951
383 | P0001,P0002 | P0003 | DIV-22 | Plumber | 1/2" Cold Water | 383.19 | 5% | 402.3495 | LF | 0.104 | 41.8443 | 38.4878 | 1610.4948 | 4.5 | 1810.5728 | 3421.0676
384 | P0001,P0002 | P0003 | DIV-22 | Plumber | 1" Dia Cold Water | 133.56 | 5% | 140.238 | LF | 0.124 | 17.3895 | 38.4878 | 669.2832 | 9.1 | 1276.1658 | 1945.449
385 | P0001,P0002 | P0003 | DIV-22 | Plumber | 3/4" Dia Cold Water | 26 | 5% | 27.3 | LF | 0.11 | 3.003 | 38.4878 | 115.5787 | 7.3 | 199.29 | 314.8687
386 |  |  | DIV-22 | Plumber | (1" thick)Armstrong, Certainted, Owens-Corning Or Johns-Manville Vapor Barriers Around Cold Water Pipe | 594 | 5% | 623.7 | LF | 0.125 | 77.9625 | 38.4878 | 3000.6012 | 3.27 | 2039.499 | 5040.1002
Hot Water Pipe
387 | P0001,P0002 | P0003 | DIV-22 | Plumber | 1" Dia Hot Water | 15.33 | 5% | 16.0965 | LF | 0.124 | 1.996 | 38.4878 | 76.8202 | 9.1 | 146.4782 | 223.2984
388 | P0001,P0002 | P0003 | DIV-22 | Plumber | 1/2" Dia Hot Water | 275.22 | 5% | 288.981 | LF | 0.104 | 30.054 | 38.4878 | 1156.7118 | 4.5 | 1300.4145 | 2457.1263
389 | P0001,P0002 | P0003 | DIV-22 | Plumber | 3/4" Dia Hot Water | 29.02 | 5% | 30.471 | LF | 0.11 | 3.3518 | 38.4878 | 129.0036 | 7.3 | 222.4383 | 351.4419
390 | P0001,P0002 | P0003 | DIV-22 | Plumber | 1/2" Dia Hot Water Return | 170.31 | 5% | 178.8255 | LF | 0.104 | 18.5979 | 38.4878 | 715.7895 | 4.5 | 804.7147 | 1520.5042
391 | P0001,P0002 | P0003 | DIV-22 | Plumber | 3/4" Dia Hot Water Return | 6 | 5% | 6.3 | LF | 0.11 | 0.693 | 38.4878 | 26.672 | 7.3 | 45.99 | 72.662
392 |  |  | DIV-22 | Plumber | (1" thick)Insulate Hot Water Pipe With a Thermal Resistance Value R-3 Insulation | 496 | 5% | 520.8 | LF | 0.125 | 65.1 | 38.4878 | 2505.5525 | 2.12 | 1104.096 | 3609.6485
Valves
393 | P0001,P0002 | P0003 | DIV-22 | Plumber | Ball Valve | 18 | 0% | 18 | EA | 1.31 | 23.58 | 38.4878 | 907.5411 | 48.64 | 875.52 | 1783.0611
394 | P0001,P0002 | P0003 | DIV-22 | Plumber | Check Valve | 10 | 0% | 10 | EA | 0.87 | 8.7 | 38.4878 | 334.8434 | 22.75 | 227.5 | 562.3434
395 | P0001,P0002 | P0003 | DIV-22 | Plumber | Backflow Preventer WATTS(ASSE 1015) | 2 | 0% | 2 | EA | 3.2925 | 6.585 | 38.4878 | 253.4418 | 256.51 | 513.02 | 766.4618
396 | P0001,P0002 | P0003 | DIV-22 | Plumber | Hose Bib | 3 | 0% | 3 | EA | 0.987 | 2.961 | 38.4878 | 113.9622 | 18.05 | 54.15 | 168.1122
Domestic water Pipe Shall Be Type "L" Hard-Drawn Temper
Sanitary
Sanitary pipe
397 | P0001,P0002 | P0004 | DIV-22 | Plumber | 4" Dia Sanitary Service | 6.25 | 5% | 6.5625 | LF | 0.291 | 1.9097 | 38.4878 | 73.4996 | 5.96 | 39.1125 | 112.6121
398 | P0001,P0002 | P0004 | DIV-22 | Plumber | 3" Dia Sanitary Pipe | 356.21 | 5% | 374.0205 | LF | 0.264 | 98.7414 | 38.4878 | 3800.3348 | 4.4 | 1645.6902 | 5446.025
399 | P0001,P0002 | P0004 | DIV-22 | Plumber | 2" Sanitary Pipe | 43.39 | 5% | 45.5595 | LF | 0.237 | 10.7976 | 38.4878 | 415.5754 | 2.19 | 99.7753 | 515.3507
400 | P0001,P0002 | P0004 | DIV-22 | Plumber | 1-1/2" Dia Sanitary Pipe | 33 | 5% | 34.65 | LF | 0.194 | 6.7221 | 38.4878 | 258.7185 | 1.7 | 58.905 | 317.6235
Misc.
401 | P0001,P0002 | P0004 | DIV-22 | Plumber | Cleanout | 9 | 0% | 9 | EA | 1.3475 | 12.1275 | 38.4878 | 466.7602 | 54.25 | 488.25 | 955.0102
402 | P0001,P0002 | P0004 | DIV-22 | Plumber | Back Water Valve | 1 | 0% | 1 | EA | 3.2925 | 3.2925 | 38.4878 | 126.7209 | 256.51 | 256.51 | 383.2309
Vent pipe
403 | P0001,P0002 | P0004 | DIV-22 | Plumber | 1-1/2" Dia Vent Pipe | 106.53 | 5% | 111.8565 | LF | 0.20025 | 22.3993 | 38.4878 | 862.0973 | 9.9 | 1107.3793 | 1969.4766
404 | P0001,P0002 | P0004 | DIV-22 | Plumber | 2" Dia Vent Pipe | 171.02 | 5% | 179.571 | LF | 0.267 | 47.9455 | 38.4878 | 1845.3128 | 13.2 | 2370.3372 | 4215.65
405 | P0001,P0002 | P0004 | DIV-22 | Plumber | 3" Dia Vent Pipe | 60 | 5% | 63 | LF | 0.28 | 17.64 | 38.4878 | 678.9239 | 18.3 | 1152.9 | 1831.8239
Storm
Storm Pipe
406 | P0001,P0002 | P0004 | DIV-22 | Plumber | 3" Storm Service | 196.62 | 5% | 206.451 | LF | 0.28 | 57.8063 | 38.4878 | 2224.8337 | 18.3 | 3778.0533 | 6002.887
407 | P0001,P0002 | P0004 | DIV-22 | Plumber | 4" Storm Service | 6.09 | 5% | 6.3945 | LF | 0.306 | 1.9567 | 38.4878 | 75.3096 | 23.7 | 151.5496 | 226.8593
408 | P0001,P0002 | P0003 | DIV-22 | Plumber | 1.5" Water Service | 14.78 | 5% | 15.519 | LF | 0.20025 | 3.1077 | 38.4878 | 119.6076 | 9.9 | 153.6381 | 273.2457
409 | P0001,P0002 | P0003 | DIV-22 | Plumber | 1.5" Fire Service | 8.78 | 5% | 9.219 | LF | 0.20025 | 1.8461 | 38.4878 | 71.0524 | 9.9 | 91.2681 | 162.3205
410 | P0001,P0002 | P0003 | DIV-22 | Plumber | 1-1/4" Dia Fire Pipe | 80 | 5% | 84 | LF | 0.16667 | 14 | 38.4878 | 538.8285 | 8.25 | 693 | 1231.8285
All Storm, Waste, Vent Pipe Shall Be Service Weight No-Hub Cast iron Pipe.
Gas
Gas Pipe
411 | P0001,P0002 | P0004 | DIV-22 | Plumber | 1-1/4" Dia Gas Pipe | 102.4 | 5% | 107.52 | LF | 0.189 | 20.3213 | 38.4878 | 782.1203 | 7.7 | 827.904 | 1610.0243
412 | P0001,P0002 | P0004 | DIV-22 | Plumber | 1-1/2" Gas Pipe | 5.1 | 5% | 5.355 | LF | 0.21 | 1.1245 | 38.4878 | 43.2814 | 9.2 | 49.266 | 92.5474
413 | P0001,P0002 | P0004 | DIV-22 | Plumber | 3/4" Dia Gas Pipe | 12 | 5% | 12.6 | LF | 0.138 | 1.7388 | 38.4878 | 66.9225 | 4.98 | 62.748 | 129.6705
414 | P0001,P0002 | P0004 | DIV-22 | Plumber | 1" Dia Gas Pipe | 6 | 5% | 6.3 | LF | 0.159 | 1.0017 | 38.4878 | 38.5532 | 6.1 | 38.43 | 76.9832
415 | P0001,P0002 | P0004 | DIV-22 | Plumber | Gas Cock | 6 | 0% | 6 | EA | 0.81 | 4.86 | 38.4878 | 187.0505 | 17.22 | 103.32 | 290.3705
Plumbing Fixtures
416 | P0001,P0002 | P0003 | DIV-22 | Plumber | Kitchen Sink | 2 | 0% | 2 | EA | 3.29 | 6.58 | 38.4878 | 253.2494 | 199 | 398 | 651.2494
417 | P0001,P0002 | P0003 | DIV-22 | Plumber | Water Closet | 6 | 0% | 6 | EA | 3.4925 | 20.955 | 38.4878 | 806.5108 | 225.21 | 1351.26 | 2157.7708
418 | P0001,P0002 | P0003 | DIV-22 | Plumber | Lavatory | 7 | 0% | 7 | EA | 3.235 | 22.645 | 38.4878 | 871.5551 | 185.24 | 1296.68 | 2168.2351
419 | P0001,P0002 | P0003 | DIV-22 | Plumber | Shower | 4 | 0% | 4 | EA | 3.215 | 12.86 | 38.4878 | 494.9525 | 181.1 | 724.4 | 1219.3525
420 | P0001,P0002 | P0003 | DIV-22 | Plumber | Bath Tub | 1 | 0% | 1 | EA | 3.465 | 3.465 | 38.4878 | 133.3601 | 209 | 209 | 342.3601
421 | P0001,P0002 | P0003 | DIV-22 | Plumber | Floor Drain | 4 | 0% | 4 | EA | 2.815 | 11.26 | 38.4878 | 433.3721 | 79.99 | 319.96 | 753.3321
422 | P0001,P0002 | P0003 | DIV-22 | Plumber | Tankless Water Heater-TWH-1 MFR:AO Smith Model No:ATI-540P-N (200000 BTU) | 1 | 0% | 1 | EA | 5.37 | 5.37 | 38.4878 | 206.6792 | 999.99 | 999.99 | 1206.6692
423 | P0001,P0002 | P0003 | DIV-22 | Plumber | Tankless Water Heater-TWH-2 MFR:AO Smith Model No:ATI-240H-N (160000 BTU) | 1 | 0% | 1 | EA | 6.3175 | 6.3175 | 38.4878 | 243.1464 | 1624.99 | 1624.99 | 1868.1364
Misc.
424 | P0001,P0002 | P0003 | DIV-22 | Plumber | Water Meter | 1 | 0% | 1 | EA | 2.8825 | 2.8825 | 38.4878 | 110.9409 | 140.9 | 140.9 | 251.8409
425 | P0001,P0002 | P0003 | DIV-22 | Plumber | Pressure Gauge | 2 | 0% | 2 | EA | 2.845 | 5.69 | 38.4878 | 218.9953 | 89.95 | 179.9 | 398.8953
426 | P0001,P0002 | P0003 | DIV-22 | Plumber | Additional Cost Based on Plumbing work Area | 1417.22 | 5% | 1488.081 | SF | 0.1 | 148.8081 | 38.4878 | 5727.289 | 0.41667 | 620.0338 | 6347.3227
|  |  | DIV-23 |  | Heating, Ventilation & Air Conditioning | [11 empty] | 59296.0513
Mechanical Duct
Rectangular Ducts
427 | M0001 | M0001 | DIV-23 | Mechanical | (6"x6") Rectangular Duct | 75.76 | 5% | 79.548 | LF | 0.4 | 31.8192 | 43.2941 | 1377.5831 | 6.696 | 532.6534 | 1910.2365
428 | M0001 | M0001 | DIV-23 | Mechanical | (6"x4")Rectangular Duct | 100.97 | 5% | 106.0185 | LF | 0.56 | 59.3704 | 43.2941 | 2570.3853 | 4.464 | 473.2666 | 3043.6519
429 | M0001 | M0001 | DIV-23 | Mechanical | (8x6)Rectangular Duct | 70.8 | 5% | 74.34 | LF | 0.56 | 41.6304 | 43.2941 | 1802.35 | 8.928 | 663.7075 | 2466.0575
430 | M0001 | M0001 | DIV-23 | Mechanical | (8"x8") Rectangular Duct | 78.18 | 5% | 82.089 | LF | 0.64 | 52.537 | 43.2941 | 2274.5395 | 11.904 | 977.1875 | 3251.7269
431 | M0001 | M0001 | DIV-23 | Mechanical | (16x6") Rectangular Duct | 17.43 | 5% | 18.3015 | LF | 0.88 | 16.1053 | 43.2941 | 697.2651 | 17.856 | 326.7916 | 1024.0566
432 | M0001 | M0001 | DIV-23 | Mechanical | (10"x8")Rectangular Duct | 41.09 | 5% | 43.1445 | LF | 0.72 | 31.064 | 43.2941 | 1344.8891 | 14.88 | 641.9902 | 1986.8793
433 | M0001 | M0001 | DIV-23 | Mechanical | (4"x4")Rectangular Duct | 14.66 | 5% | 15.393 | LF | 0.32 | 4.9258 | 43.2941 | 213.2563 | 2.976 | 45.8096 | 259.0658
434 | M0001 | M0001 | DIV-23 | Mechanical | (16"x8")Rectangular Duct | 3.1 | 5% | 3.255 | LF | 0.96 | 3.1248 | 43.2941 | 135.2853 | 23.808 | 77.495 | 212.7804
435 | M0001 | M0001 | DIV-23 | Mechanical | (20"x8")Rectangular Duct | 2.56 | 5% | 2.688 | LF | 1.12 | 3.0106 | 43.2941 | 130.3394 | 29.76 | 79.9949 | 210.3343
436 | M0001 | M0001 | DIV-23 | Mechanical | (12"x8")Rectangular Duct | 31.02 | 5% | 32.571 | LF | 0.8 | 26.0568 | 43.2941 | 1128.1053 | 17.856 | 581.5878 | 1709.693
437 | M0001 | M0001 | DIV-23 | Mechanical | (12"x6")Rectangular Duct | 30 | 5% | 31.5 | LF | 0.72 | 22.68 | 43.2941 | 981.9098 | 13.392 | 421.848 | 1403.7578
438 | M0001 | M0001 | DIV-23 | Mechanical | (6"x3")Rectangular Duct | 10 | 5% | 10.5 | LF | 0.36 | 3.78 | 43.2941 | 163.6516 | 3.348 | 35.154 | 198.8056
Round Ducts
439 | M0001 | M0001 | DIV-23 | Mechanical | 6" Dia Round Duct | 104.96 | 5% | 110.208 | LF | 0.3768 | 41.5264 | 43.2941 | 1797.8463 | 11.86 | 1307.0669 | 3104.9132
440 | M0001 | M0001 | DIV-23 | Mechanical | 4" Dia Round Duct | 18.44 | 5% | 19.362 | LF | 0.2512 | 4.8637 | 43.2941 | 210.5709 | 9 | 174.258 | 384.8289
|  | M0000 |  |  | All Ducts Shall be Made of Galvanized Sheet Metal
Mechanical Piping
441 | M0001 | Note 3 | DIV-23 | Mechanical | 3/4" Condensate Drain Pipe Spill Over Floor Drain | 20 | 5% | 21 | LF | 0.11 | 2.31 | 43.2941 | 100.0093 | 7.3 | 153.3 | 253.3093
442 | M0001 | Note 11 | DIV-23 | Mechanical | (3") Dia PVC Vent Pipe For Combustion Air Exhaust | 72.98 | 5% | 76.629 | LF | 0.264 | 20.2301 | 43.2941 | 875.8417 | 4.4 | 337.1676 | 1213.0093
443 | M0001 | M0001 | DIV-23 | Mechanical | (4") Dia PVC Vent Pipe For Combustion Air Exhaust | 60 | 5% | 63 | LF | 0.291 | 18.333 | 43.2941 | 793.7104 | 5.96 | 375.48 | 1169.1904
444 | M0001 | Specs | DIV-23 | Mechanical | (1/2" Thk) Fiberglass Insulation for HVAC Pipes | 20 | 5% | 21 | LF | 0.125 | 2.625 | 43.2941 | 113.647 | 1.96 | 41.16 | 154.807
445 | M0001 | Specs | DIV-23 | Mechanical | (2" Thk) Fiberglass Duct Insulation | 1452 | 5% | 1524.6 | SF | 0.065 | 99.099 | 43.2941 | 4290.4003 | 0.96667 | 1473.78 | 5764.1803
446 | M0001 | M0001 | DIV-23 | Mechanical | (1") Thick Semi-Rigid Liner | 1452 | 5% | 1524.6 | SF | 0.05 | 76.23 | 43.2941 | 3300.3079 | 1.2 | 1829.52 | 5129.8279
Louvers/Grille/Registers
Registers
447 | M0001 | M0001 | DIV-23 | Mechanical | (12"x6")Ceiling Register 125 CFM | 2 | 0% | 2 | EA | 1.23 | 2.46 | 43.2941 | 106.5034 | 33.84 | 67.68 | 174.1834
448 | M0001 | M0001 | DIV-23 | Mechanical | (12"x6")Ceiling Register 75 CFM | 3 | 0% | 3 | EA | 1.23 | 3.69 | 43.2941 | 159.7552 | 33.84 | 101.52 | 261.2752
449 | M0001 | M0001 | DIV-23 | Mechanical | (12"x6") Floor Register 50CFM "FR" | 1 | 0% | 1 | EA | 1.23 | 1.23 | 43.2941 | 53.2517 | 33.84 | 33.84 | 87.0917
450 | M0001 | M0001 | DIV-23 | Mechanical | (6"X4")Top Register 25CFM | 3 | 0% | 3 | EA | 1.1138 | 3.3413 | 43.2941 | 144.6564 | 25.28 | 75.84 | 220.4964
451 | M0001 | M0001 | DIV-23 | Mechanical | (12"X6")Floor Register 100 CFM "FR" | 2 | 0% | 2 | EA | 1.23 | 2.46 | 43.2941 | 106.5034 | 33.84 | 67.68 | 174.1834
452 | M0001 | M0001 | DIV-23 | Mechanical | (6"X4")Ceiling Register 25 CFM | 2 | 0% | 2 | EA | 1.23 | 2.46 | 43.2941 | 106.5034 | 33.84 | 67.68 | 174.1834
453 | M0001 | M0001 | DIV-23 | Mechanical | (12"X6")Ceiling Register 50 CFM | 1 | 0% | 1 | EA | 1.23 | 1.23 | 43.2941 | 53.2517 | 33.84 | 33.84 | 87.0917
454 | M0001 | M0001 | DIV-23 | Mechanical | (6"X4") Bottom Register 25 CFM "BR" | 1 | 0% | 1 | EA | 1.1138 | 1.1138 | 43.2941 | 48.2188 | 25.28 | 25.28 | 73.4988
455 | M0001 | M0001 | DIV-23 | Mechanical | (12"X6") Ceiling Register 150CFM | 1 | 0% | 1 | EA | 1.23 | 1.23 | 43.2941 | 53.2517 | 33.84 | 33.84 | 87.0917
456 | M0001 | M0001 | DIV-23 | Mechanical | (12"x6") Ceiling Register 100 CFM | 3 | 0% | 3 | EA | 1.23 | 3.69 | 43.2941 | 159.7552 | 33.84 | 101.52 | 261.2752
Grille
457 | M0001 | M0001 | DIV-23 | Mechanical | (14"X6") Ceiling Return Grille 240 CFM | 1 | 0% | 1 | EA | 1.7825 | 1.7825 | 43.2941 | 77.1717 | 65 | 65 | 142.1717
458 | M0001 | M0001 | DIV-23 | Mechanical | (10"x8")Ceiling Return Grille 230 CFM | 1 | 0% | 1 | EA | 1.065 | 1.065 | 43.2941 | 46.1082 | 22.07 | 22.07 | 68.1782
459 | M0001 | M0001 | DIV-23 | Mechanical | (6"x10")Top Return Grille 150 CFM | 1 | 0% | 1 | EA | 0.95625 | 0.95625 | 43.2941 | 41.4 | 15.7 | 15.7 | 57.1
460 | M0001 | M0001 | DIV-23 | Mechanical | (10"X8") Top Return Grille 200CFM | 1 | 0% | 1 | EA | 1.065 | 1.065 | 43.2941 | 46.1082 | 22.07 | 22.07 | 68.1782
461 | M0001 | M0001 | DIV-23 | Mechanical | (8"X6")Top Return Grille 125CFM | 1 | 0% | 1 | EA | 0.885 | 0.885 | 43.2941 | 38.3153 | 10.02 | 10.02 | 48.3353
462 | M0001 | M0001 | DIV-23 | Mechanical | (10"X8")Top Return Grille 150 CFM | 1 | 0% | 1 | EA | 1.065 | 1.065 | 43.2941 | 46.1082 | 22.07 | 22.07 | 68.1782
463 | M0001 | M0001 | DIV-23 | Mechanical | (14"X6") Top Return Grille 175 CFM | 1 | 0% | 1 | EA | 2.6738 | 2.6738 | 43.2941 | 115.7576 | 65 | 65 | 180.7576
464 | M0001 | Note 9 | DIV-23 | Mechanical | 12x12 Air Transfer Grille | 1 | 0% | 1 | EA | 1.2788 | 1.2788 | 43.2941 | 55.3623 | 36.13 | 36.13 | 91.4923
Louvers
465 | M0001 | M0001 | DIV-23 | Mechanical | (8x8) Louver 120 CFM | 1 | 0% | 1 | EA | 1.0463 | 1.0463 | 43.2941 | 45.2964 | 21.58 | 21.58 | 66.8764
466 | M0001 | M0001 | DIV-23 | Mechanical | (8X8) Louver 90 CFM | 1 | 0% | 1 | EA | 1.0463 | 1.0463 | 43.2941 | 45.2964 | 21.58 | 21.58 | 66.8764
Dampers
467 | M0001 | M0001 | DIV-23 | Mechanical | Back Draft Damper | 6 | 0% | 6 | EA | 2.8575 | 17.145 | 43.2941 | 742.277 | 167.19 | 1003.14 | 1745.417
468 | M0001 | M0001 | DIV-23 | Mechanical | Motorized Damper | 2 | 0% | 2 | EA | 2.3275 | 4.655 | 43.2941 | 201.534 | 92.11 | 184.22 | 385.754
Mechanical Equipment
469 | M0001 | M0000 | DIV-23 | Mechanical | Air Handling Unit "AHU-1" Manufacturer: Daikin Model: FBQ24PVJU | 1 | 0% | 1 | EA | 5.935 | 5.935 | 43.2941 | 256.9504 | 1869 | 1869 | 2125.9504
470 | M0001 | M0000 | DIV-23 | Mechanical | Air Handling Unit "AHU-2" Manufacturer: Daikin Model: FBQ18PVJU | 1 | 0% | 1 | EA | 5.935 | 5.935 | 43.2941 | 256.9504 | 1869 | 1869 | 2125.9504
471 | M0001 | M0000 | DIV-23 | Mechanical | Condensing Unit "ACCU-1" Manufacturer: Daikin Model: RZQ24TAVJUA | 1 | 0% | 1 | EA | 5.935 | 5.935 | 43.2941 | 256.9504 | 3545 | 3545 | 3801.9504
Exhaust Fan
472 | M0001 | M0000 | DIV-23 | Mechanical | (80 CFM) Exhaust Fan "F-1" Manufacture: PANASONIC Model: FV0811VFL5 | 8 | 0% | 8 | EA | 3.43 | 27.44 | 43.2941 | 1187.9896 | 291 | 2328 | 3515.9896
Thermostat
473 | M0001 | M0001 | DIV-23 | Mechanical | Thermostat | 2 | 0% | 2 | EA | 2.54 | 5.08 | 43.2941 | 219.9339 | 99 | 198 | 417.9339
474 |  |  | DIV-23 | Mechanical | Additional Cost Based on Mechanical work Area | 960 | 5% | 1008 | SF | 0.11429 | 115.2 | 43.2941 | 4987.4783 | 2.8571 | 2880 | 7867.4783
|  |  | DIV-26 |  | Electrical | [11 empty] | 81847.6012
Meter
475 | E0002 | E0002 | DIV-26 | Electrician | 400Amp,120V/240V,1Ph,3W,NEMA 3R,65K AIC, Meter Pack wit Total 2-200A,2 Pole Circuit Breaker | 1 | 0% | 1 | EA | 2.248 | 2.248 | 45.704 | 102.7425 | 270 | 270 | 372.7425
Lighting Items
Lighting Fixtures
476 | E0001 | E0000 | DIV-26 | Electrician | Recessed Downlight Fixture-A1 | 46 | 0% | 46 | EA | 1.802 | 82.892 | 45.704 | 3788.4938 | 42.97 | 1976.62 | 5765.1138
477 | E0001 | E0000 | DIV-26 | Electrician | Wall Mounted Sconce-Exterior-C3 | 9 | 0% | 9 | EA | 2.268 | 20.412 | 45.704 | 932.9095 | 115 | 1035 | 1967.9095
478 | E0001 | E0000 | DIV-26 | Electrician | Surface Mounted Fixture-B2 | 1 | 0% | 1 | EA | 2.206 | 2.206 | 45.704 | 100.823 | 105.99 | 105.99 | 206.813
479 | E0001 | E0000 | DIV-26 | Electrician | Pendant Fixture-B1 | 1 | 0% | 1 | EA | 2.938 | 2.938 | 45.704 | 134.2783 | 399 | 399 | 533.2783
480 | E0001 | E0000 | DIV-26 | Electrician | Surface Mounted Fixture-B | 1 | 0% | 1 | EA | 2.268 | 2.268 | 45.704 | 103.6566 | 115 | 115 | 218.6566
481 | E0001 | E0000 | DIV-26 | Electrician | Pendant Light Fixture On A Fan Rated Junction Box-B4 | 5 | 0% | 5 | EA | 2.536 | 12.68 | 45.704 | 579.5264 | 139 | 695 | 1274.5264
482 | E0001 | E0000 | DIV-26 | Electrician | Surface Mounted Chandler-B3 | 3 | 0% | 3 | EA | 2.942 | 8.826 | 45.704 | 403.3833 | 399.99 | 1199.97 | 1603.3533
483 | E0001 | E0000 | DIV-26 | Electrician | Recessed Downlight Fixture Wet Locations-A2 | 5 | 0% | 5 | EA | 1.824 | 9.12 | 45.704 | 416.8202 | 47.32 | 236.6 | 653.4202
484 | E0001 | E0000 | DIV-26 | Electrician | Vanity Fixture-C1 | 7 | 0% | 7 | EA | 2.65 | 18.55 | 45.704 | 847.8087 | 203.91 | 1427.37 | 2275.1787
485 | E0001 | E0000 | DIV-26 | Electrician | Wall Mounted Sconce-Interior-C2 | 4 | 0% | 4 | EA | 2.536 | 10.144 | 45.704 | 463.6211 | 139 | 556 | 1019.6211
486 | E0002 | E0000 | DIV-26 | Electrician | Stonco CAT No:VW series 1GC W/100W A19 Lamp(WP) | 2 | 0% | 2 | EA | 0.766 | 1.532 | 45.704 | 70.0185 | 5.1367 | 10.2733 | 80.2918
Power Items
Receptacles
487 | E0001 | E0000 | DIV-26 | Electrician | Duplex Outlet | 61 | 0% | 61 | EA | 0.564 | 34.404 | 45.704 | 1572.3995 | 6.9 | 420.9 | 1993.2995
488 | E0001 | E0000 | DIV-26 | Electrician | Duplex Receptacle GFCI | 7 | 0% | 7 | EA | 0.624 | 4.368 | 45.704 | 199.635 | 13.3 | 93.1 | 292.735
489 | E0001 | E0000 | DIV-26 | Electrician | Duplex Receptacle GFCI WP | 11 | 0% | 11 | EA | 0.652 | 7.172 | 45.704 | 327.7889 | 16.5 | 181.5 | 509.2889
490 | E0001 | E0000 | DIV-26 | Electrician | Special Receptacle GFCI | 15 | 0% | 15 | EA | 0.556 | 8.34 | 45.704 | 381.1711 | 5.68 | 85.2 | 466.3711
491 | E0001 | E0000 | DIV-26 | Electrician | Special Receptacle | 4 | 0% | 4 | EA | 0.542 | 2.168 | 45.704 | 99.0862 | 5.32 | 21.28 | 120.3662
Switches
492 | E0001 | E0000 | DIV-26 | Electrician | PC:Photoelectric Control Switch | 1 | 0% | 1 | EA | 0.308 | 0.308 | 45.704 | 14.0768 | 13.95 | 13.95 | 28.0268
493 | E0001 | E0000 | DIV-26 | Electrician | 120V,1/3 HP,Manual Motor Starter Switch | 2 | 0% | 2 | EA | 0.884 | 1.768 | 45.704 | 80.8046 | 42 | 84 | 164.8046
494 | E0001 | E0000 | DIV-26 | Electrician | Single Pole Switch | 46 | 0% | 46 | EA | 0.47 | 21.62 | 45.704 | 988.1199 | 3 | 138 | 1126.1199
495 | E0001 | E0000 | DIV-26 | Electrician | Three-Way Switch | 13 | 0% | 13 | EA | 0.516 | 6.708 | 45.704 | 306.5823 | 4.5 | 58.5 | 365.0823
496 | E0001 | E0000 | DIV-26 | Electrician | 240V,1Ph,60A Disconnect Switch | 2 | 0% | 2 | EA | 2.652 | 5.304 | 45.704 | 242.4139 | 157.78 | 315.56 | 557.9739
497 | E0001 | E0000 | DIV-26 | Electrician | 30A/2P/240V NEMA 3R Disconnect Switch(WP) | 2 | 0% | 2 | EA | 2.05 | 4.1 | 45.704 | 187.3863 | 104.27 | 208.54 | 395.9263
498 | E0001 | E0000 | DIV-26 | Electrician | Disconnect Switch | 5 | 0% | 5 | EA | 1.588 | 7.94 | 45.704 | 362.8896 | 72.8 | 364 | 726.8896
499 | E0001 | E0000 | DIV-26 | Electrician | Four-Way Switch | 1 | 0% | 1 | EA | 0.624 | 0.624 | 45.704 | 28.5193 | 13 | 13 | 41.5193
500 | E0001 | E0000 | DIV-26 | Electrician | Pit Emergency Stop Switch(WP) | 1 | 0% | 1 | EA | 0.87 | 0.87 | 45.704 | 39.7625 | 38.58 | 38.58 | 78.3425
501 | E0001 | E0000 | DIV-26 | Electrician | Motion Sensor Switch Control | 2 | 0% | 2 | EA | 1.046 | 2.092 | 45.704 | 95.6127 | 64.93 | 129.86 | 225.4727
Panels
502 | E0003 | E0003 | DIV-26 | Electrician | 200A,120V/240V,1 Phase,3 Wire Panel RP-1 | 1 | 0% | 1 | EA | 4.492 | 4.492 | 45.704 | 205.3022 | 1173 | 1173 | 1378.3022
503 | E0003 | E0003 | DIV-26 | Electrician | 200A,12V/240V,1 Phase,3 Wire Panel RP-2 | 1 | 0% | 1 | EA | 4.492 | 4.492 | 45.704 | 205.3022 | 1173 | 1173 | 1378.3022
504 | E0003 | E0003 | DIV-26 | Electrician | 100A,120V/240V,1 Phase,3 Wire Panel HP | 1 | 0% | 1 | EA | 4.196 | 4.196 | 45.704 | 191.7739 | 680 | 680 | 871.7739
Sensors
505 | E0001 | E0000 | DIV-26 | Electrician | Combined Smoke Detector/Carbon Monoxide Detector | 6 | 0% | 6 | EA | 1.276 | 7.656 | 45.704 | 349.9096 | 65.03 | 390.18 | 740.0896
506 | E0001 | E0000 | DIV-26 | Electrician | Smoke Detector | 5 | 0% | 5 | EA | 1.192 | 5.96 | 45.704 | 272.3957 | 54.5 | 272.5 | 544.8957
507 | E0001 | E0000 | DIV-26 | Electrician | Occupancy Sensors | 1 | 0% | 1 | EA | 1.29 | 1.29 | 45.704 | 58.9581 | 71.53 | 71.53 | 130.4881
Misc.
508 | E0001 | E0000 | DIV-26 | Electrician | Exterior Door Bell | 1 | 0% | 1 | EA | 0.842 | 0.842 | 45.704 | 38.4827 | 38.99 | 38.99 | 77.4727
509 | E0001 | E0000 | DIV-26 | Electrician | Time Clock | 1 | 0% | 1 | EA | 1.728 | 1.728 | 45.704 | 78.9765 | 85.99 | 85.99 | 164.9665
|  |  | DIV-26 |  | Wiring & Conduits
510 |  |  | DIV-26 | Electrician | Conduits for Lightning Items | 1344 | 5% | 1411.2 | LF | 0.067 | 94.5504 | 45.704 | 4321.329 | 1.1 | 1552.32 | 5873.649
511 |  |  | DIV-26 | Electrician | Wiring for Lightning Items | 4032 | 5% | 4233.6 | LF | 0.015 | 63.504 | 45.704 | 2902.3851 | 0.2 | 846.72 | 3749.1051
DIV-26
512 |  |  | DIV-26 | Electrician | Conduits for Power Items | 3040 | 5% | 3192 | LF | 0.067 | 213.864 | 45.704 | 9774.4346 | 1.1 | 3511.2 | 13285.6346
513 |  |  | DIV-26 | Electrician | Wiring for Power Items | 9120 | 5% | 9576 | LF | 0.015 | 143.64 | 45.704 | 6564.9188 | 0.2 | 1915.2 | 8480.1188
514 |  |  | DIV-26 | Electrician | Additional Cost Based on Electrical work Area | 3482.1 | 5% | 3656.205 | SF | 0.1039 | 379.8655 | 45.704 | 17361.3607 | 1.2987 | 4748.3182 | 22109.6789
|  |  | DIV-27 |  | Communications | [11 empty] | 3425.0117
Outlets
515 | E0001 | E0000 | DIV-27 | Communication | Telephone Jack | 7 | 0% | 7 | EA | 0.571 | 3.997 | 45.704 | 182.6788 | 5.99 | 41.93 | 224.6088
516 | E0001 | E0000 | DIV-27 | Communication | Data Network Jack | 7 | 0% | 7 | EA | 0.563 | 3.941 | 45.704 | 180.1194 | 5.71 | 39.97 | 220.0894
517 | E0001 | E0000 | DIV-27 | Communication | Coax Signal jack | 7 | 0% | 7 | EA | 0.594 | 4.158 | 45.704 | 190.0371 | 6.98 | 48.86 | 238.8971
Wiring & Conduits
518 |  |  | DIV-27 | Communication | Conduits | 336 | 5% | 352.8 | LF | 0.067 | 23.6376 | 45.704 | 1080.3322 | 1.1 | 388.08 | 1468.4122
519 |  |  | DIV-27 | Communication | Wiring | 1008 | 5% | 1058.4 | LF | 0.015 | 15.876 | 45.704 | 725.5963 | 0.2 | 211.68 | 937.2763
520 |  |  | DIV-27 | Communication | Additional Cost Based on Electrical work Area | 229.6 | 5% | 241.08 | SF | 0.025 | 6.027 | 45.704 | 275.4578 | 0.25 | 60.27 | 335.7278
|  |  | DIV-31 |  | Earthwork | [11 empty] | 16779.4576
521 | CIV-110 | Demo. Keynote 1 | DIV-31 | Earth worker | Excavate as required for unused water lateral pipe removal | 19.11 | 5% | 20.0655 | CY | 0.32 | 6.421 | 61.7129 | 396.2564 |  | 0 | 396.2564
522 | CIV-110 | Demo. Keynote 1 | DIV-31 | Earth worker | Backfill as required for unused water lateral pipe removal | 18.77 | 5% | 19.7085 | CY | 0.3 | 5.9126 | 61.7129 | 364.8809 |  | 0 | 364.8809
Excavation
523 |  |  | DIV-31 | Earth worker | Excavation For Cont. Footing | 35.5363 | 5% | 37.3131 | CY | 0.423 | 15.7834 | 61.7129 | 974.043 |  | 0 | 974.043
524 |  |  | DIV-31 | Earth worker | Excavation For Concrete Slab | 12.8333 | 5% | 13.475 | CY | 0.423 | 5.6999 | 61.7129 | 351.7592 |  | 0 | 351.7592
525 |  |  | DIV-31 | Earth worker | Excavation For Ramp | 3.8889 | 5% | 4.0833 | CY | 0.423 | 1.7272 | 61.7129 | 106.5937 |  | 0 | 106.5937
Backfill
526 |  |  | DIV-31 | Earth worker | Backfill For Cont. Footing | 17.8911 | 5% | 18.7857 | CY | 0.412 | 7.7397 | 61.7129 | 477.6394 |  | 0 | 477.6394
527 |  |  | DIV-31 | Earth worker | Backfill For Concrete Slab | 4 | 5% | 4.2 | CY | 0.412 | 1.7304 | 61.7129 | 106.7881 |  | 0 | 106.7881
528 |  |  | DIV-31 | Earth worker | Backfill For Ramp | 1.8889 | 5% | 1.9833 | CY | 0.412 | 0.81713 | 61.7129 | 50.4277 |  | 0 | 50.4277
Site Grading
529 | CIV-110 | Keynote 3 | DIV-31 | Earth worker | Mild Grading | 1781.71 | 5% | 1870.7955 | SF | 0.01 | 18.708 | 61.7129 | 1154.5231 |  | 0 | 1154.5231
Stone Stoop
530 | CIV-210 | CIV-220 | DIV-31 | Earth worker | Excavation | 1.1852 | 5% | 1.2444 | CY | 0.526 | 0.65458 | 61.7129 | 40.3959 |  | 0 | 40.3959
531 | CIV-210 | CIV-220 | DIV-31 | Earth worker | Backfill | 0.6 | 5% | 0.63 | CY | 0.51 | 0.3213 | 61.7129 | 19.8284 |  | 0 | 19.8284
Wood Fence
532 | CIV-210 |  | DIV-31 | Earth worker | Excavation | 5.6296 | 5% | 5.9111 | CY | 0.475 | 2.8078 | 61.7129 | 173.2762 |  | 0 | 173.2762
533 | CIV-210 |  | DIV-31 | Earth worker | Backfill | 6 | 5% | 6.3 | CY | 0.462 | 2.9106 | 61.7129 | 179.6217 |  | 0 | 179.6217
Drainage Basin
534 | CIV-210 |  | DIV-31 | Earth worker | Excavation | 3.2444 | 5% | 3.4067 | CY | 0.493 | 1.6795 | 61.7129 | 103.6461 |  | 0 | 103.6461
535 | CIV-210 |  | DIV-31 | Earth worker | Backfill | 3 | 5% | 3.15 | CY | 0.489 | 1.5404 | 61.7129 | 95.0595 |  | 0 | 95.0595
Utility Piping
536 | CIV-300 |  | DIV-31 | Earth worker | Excavation for (4" Dia.) SCH40 PVC Sanitary sewer service | 14.0625 | 5% | 14.7657 | CY | 0.28 | 4.1344 | 61.7129 | 255.1451 |  | 0 | 255.1451
537 | CIV-300 |  | DIV-31 | Earth worker | Excavation for (1.5" Dia.) Type 'K' Copper domestic service lateral | 9.0653 | 5% | 9.5185 | CY | 0.28 | 2.6652 | 61.7129 | 164.4769 |  | 0 | 164.4769
538 | CIV-300 |  | DIV-31 | Earth worker | Excavation for (1.5" Dia.) Type 'K' Copper fire service lateral | 11.3788 | 5% | 11.9478 | CY | 0.28 | 3.3454 | 61.7129 | 206.4527 |  | 0 | 206.4527
539 | CIV-300 |  | DIV-31 | Earth worker | Excavation for (1.5" Dia.) Type 'K' DC water combined copper service lateral | 26.2306 | 5% | 27.5421 | CY | 0.28 | 7.7118 | 61.7129 | 475.9169 |  | 0 | 475.9169
540 | CIV-300 |  | DIV-31 | Earth worker | Excavation for (6" Dia.) SCH40 PVC Storm sewer lateral | 7.4505 | 5% | 7.823 | CY | 0.28 | 2.1904 | 61.7129 | 135.1783 |  | 0 | 135.1783
541 | CIV-300 |  | DIV-31 | Earth worker | Excavation for (4" Dia.) SCH40 PVC Sanitary sewer lateral | 6.9621 | 5% | 7.3102 | CY | 0.28 | 2.0469 | 61.7129 | 126.3177 |  | 0 | 126.3177
Backfill/ Bedding:
542 | CIV-300 |  | DIV-31 | Earth worker | Backfill for (4" Dia.) SCH40 PVC Sanitary sewer service | 12.2063 | 5% | 12.8166 | CY | 0.265 | 3.3964 | 61.7129 | 209.6017 | 41.08 | 526.5056 | 736.1073
543 | CIV-300 |  | DIV-31 | Earth worker | Backfill for (1.5" Dia.) Type 'K' Copper domestic service lateral | 8.4005 | 5% | 8.8205 | CY | 0.265 | 2.3374 | 61.7129 | 144.2501 | 41.08 | 362.3469 | 506.597
544 | CIV-300 |  | DIV-31 | Earth worker | Backfill for (1.5" Dia.) Type 'K' Copper fire service lateral | 10.5444 | 5% | 11.0716 | CY | 0.265 | 2.934 | 61.7129 | 181.064 | 41.08 | 454.8208 | 635.8848
545 | CIV-300 |  | DIV-31 | Earth worker | Backfill for (1.5" Dia.) Type 'K' DC water combined copper service lateral | 24.4993 | 5% | 25.7243 | CY | 0.265 | 6.8169 | 61.7129 | 420.6935 | 41.08 | 1056.7545 | 1477.448
546 | CIV-300 |  | DIV-31 | Earth worker | Backfill for (6" Dia.) SCH40 PVC Storm sewer lateral | 6.9587 | 5% | 7.3067 | CY | 0.265 | 1.9363 | 61.7129 | 119.4928 | 41.08 | 300.158 | 419.6507
547 | CIV-300 |  | DIV-31 | Earth worker | Backfill for (4" Dia.) SCH40 PVC Sanitary sewer lateral | 6.5026 | 5% | 6.8277 | CY | 0.265 | 1.8094 | 61.7129 | 111.6604 | 41.08 | 280.4835 | 392.1438
Note: Backfill material is stabilized earth backfill (Assumed)
548 | CIV-300 |  | DIV-31 | Earth worker | Bedding for (4" Dia.) SCH40 PVC Sanitary sewer service | 1.4063 | 5% | 1.4766 | CY | 0.265 | 0.39129 | 61.7129 | 24.1477 | 38.6713 | 57.1007 | 81.2484
549 | CIV-300 |  | DIV-31 | Earth worker | Bedding for (1.5" Dia.) Type 'K' Copper domestic service lateral | 0.50363 | 5% | 0.52881 | CY | 0.265 | 0.14013 | 61.7129 | 8.6481 | 38.6713 | 20.4497 | 29.0978
550 | CIV-300 |  | DIV-31 | Earth worker | Bedding for (1.5" Dia.) Type 'K' Copper fire service lateral | 0.47531 | 5% | 0.49907 | CY | 0.265 | 0.13225 | 61.7129 | 8.1618 | 38.6713 | 19.2997 | 27.4615
551 | CIV-300 |  | DIV-31 | Earth worker | Bedding for (1.5" Dia.) Type 'K' DC water combined copper service lateral | 1.3115 | 5% | 1.3771 | CY | 0.265 | 0.36493 | 61.7129 | 22.5211 | 38.6713 | 53.2544 | 75.7755
552 | CIV-300 |  | DIV-31 | Earth worker | Bedding for (6" Dia.) SCH40 PVC Storm sewer lateral | 0.37252 | 5% | 0.39115 | CY | 0.265 | 0.10365 | 61.7129 | 6.3968 | 38.6713 | 15.1263 | 21.5231
553 | CIV-300 |  | DIV-31 | Earth worker | Bedding for (4" Dia.) SCH40 PVC Sanitary sewer lateral | 0.34811 | 5% | 0.36551 | CY | 0.265 | 0.09686 | 61.7129 | 5.9775 | 38.6713 | 14.1348 | 20.1123
Note: Bedding material is crushed stone aggregate (Assumed)
554 | CIV-300 |  | DIV-31 | Shoring/SOE | Sheeting/ shoring for pipe trenching | 1129.7 | 5% | 1186.185 | SF | 0.04 | 47.4474 | 26.0442 | 1235.7283 |  | 0 | 1235.7283
Sump Pit
555 | CIV-300 |  | DIV-31 | Earth worker | Excavation | 6.9061 | 5% | 7.2515 | CY | 0.486 | 3.5242 | 61.7129 | 217.4892 |  | 0 | 217.4892
556 | CIV-300 |  | DIV-31 | Earth worker | Stone backfill | 6.7 | 5% | 7.035 | CY | 0.481 | 3.3838 | 61.7129 | 208.8264 | 38.6713 | 272.0526 | 480.879
Note: Pipe diameter for suction line is assumed to be 4"
557 |  |  | DIV-31 | Earth worker | Soil export (Fluff Factor Applied) | 148.0738 | 5% | 155.4775 | CY | 0.1 | 15.5477 | 61.7129 | 959.4974 |  | 0 | 959.4974
Utility Trench Compaction
558 | CIV-300 |  | DIV-31 | Earth worker | Utility Trench Compaction 8" Lifts for 5' Depth Note: Lifts for trenching is assumed. | 57.096 | 5% | 59.9508 | SF | 0.01875 | 1.1241 | 61.7129 | 69.3701 |  | 0 | 69.3701
559 | CIV-300 |  | DIV-31 | Earth worker | Utility Trench Compaction 8" Lifts for 9' Depth Note: Lifts for trenching is assumed. | 46.1145 | 5% | 48.4202 | SF | 0.03375 | 1.6342 | 61.7129 | 100.8502 |  | 0 | 100.8502
560 | CIV-300 |  | DIV-31 | Earth worker | Utility Trench Compaction 8" Lifts for 10' Depth Note: Lifts for trenching is assumed. | 83.25 | 5% | 87.4125 | SF | 0.0375 | 3.278 | 61.7129 | 202.2931 |  | 0 | 202.2931
Misc.
561 | CIV-200, CIV-210 |  | DIV-31 | Earth worker | Soil Compaction for Paving | 837.62 | 5% | 879.501 | SF | 0.01 | 8.795 | 61.7129 | 542.766 |  | 0 | 542.766
562 |  |  | DIV-31 | Dewatering | Dewatering (2025 SF) Note: Please confirm if req. | 1 | 0% | 1 | LS | 20.25 | 20.25 | 61.7129 | 1249.6872 |  | 0 | 1249.6872
563 | CIV-210 |  | DIV-31 | Earth worker | Compacted area at back of house (Assumed) | 250 | 5% | 262.5 | SF | 0.0057824 | 1.5179 | 61.7129 | 93.6724 |  | 0 | 93.6724
564 | CIV-110 |  | DIV-31 | Earth worker | Land Clearing and Grubbing | 2024 | 5% | 2125.2 | SF | 0.0095 | 20.1894 | 61.7129 | 1245.9474 |  | 0 | 1245.9474
|  |  | DIV-32 |  | Exterior Improvements | [11 empty] | 14811.8944
Fences and Gates
565 | CIV-210 | Keynote 32.KB/A1100 | DIV-32 | Fencing and Gates - Wood | (6'H) Wood slat fence w/ - Wood posts = 16 EA | 70.71 | 5% | 74.2455 | LF | 0.135 | 10.0231 | 29.5564 | 296.2478 | 14.715 | 1092.5225 | 1388.7703
566 | CIV-210 | Legend | DIV-32 | Fencing and Gates - Wood | Wood fence around proposed AC unit location w/ - Wood posts = 3 EA Note: Assumed. | 7.94 | 5% | 8.337 | LF | 0.135 | 1.1255 | 29.5564 | 33.2656 | 14.715 | 122.679 | 155.9445
567 | CIV-210 |  | DIV-32 | Site Concrete | (1'x1'x2'Thk.) Concrete footing for wood posts (Assumed) | 1.4074 | 5% | 1.4778 | CY | 20 | 29.5556 | 26.6815 | 788.5866 | 188.0044 | 277.8288 | 1066.4154
Pavements
568 | CIV-200 | CIV-220 | DIV-32 | Site Concrete | (5" Thk.) Class 'F' concrete pavement, 3500 PSI | 3.8388 | 5% | 4.0308 | CY | 2.1 | 8.4646 | 26.6815 | 225.8479 | 188.0044 | 757.8 | 983.6479
569 | CIV-200 | CIV-220 | DIV-32 | Site Concrete | (6"x6") W2.9xW2.9 Steel WWF | 252.8 | 5% | 265.44 | SF | 0.004 | 1.0618 | 26.6815 | 28.3293 | 0.7171 | 190.347 | 218.6764
570 | CIV-200 | CIV-220 | DIV-32 | Site Concrete | (4" Thk.) Compacted aggregate base | 3.5045 | 5% | 3.6797 | CY | 0.675 | 2.4838 | 26.6815 | 66.2722 | 35.1681 | 129.4098 | 195.682
571 | CIV-200 | CIV-220 | DIV-32 | Site Concrete | (16"L, 3/4" Dia.) Dowels @ 12" O.C. (123 EA) | 246 | 5% | 258.3 | LBS | 0.01 | 2.583 | 26.6815 | 68.9183 | 0.93 | 240.219 | 309.1373
572 | CIV-200 | CIV-220 | DIV-32 | Site Concrete | Light broom finish on concrete pavement | 253 | 5% | 265.65 | SF | 0.012 | 3.1878 | 26.6815 | 85.0553 |  | 0 | 85.0553
573 | CIV-200 | CIV-220 | DIV-32 | Joint Sealants | (Min. 1/4"x1/4") Control joint @ 6' apart | 42.1667 | 5% | 44.275 | LF | 0.22 | 9.7405 | 23.2578 | 226.5426 |  | 0 | 226.5426
574 | CIV-200 | CIV-220 | DIV-32 | Joint Sealants | (1/2"W) Sealed cork expansion joint | 54.67 | 5% | 57.4035 | LF | 0.154 | 8.8401 | 23.2578 | 205.6022 | 0.496 | 28.4721 | 234.0743
575 | CIV-000 | Pavement note 5/CIV-000 | DIV-32 | Paving | Mill and overlay asphalt pavement top layer | 225 | 5% | 236.25 | SF | 0.077 | 18.1913 | 26.6815 | 485.3698 | 2.75 | 649.6875 | 1135.0573
Stone Stoop
576 | CIV-210 | CIV-220 | DIV-32 | Site Furnishing | (4'Wx1' Thk.) Stone stoop tread w/ - (6"H) Risers = 2 EA | 1 | 0% | 1 | EA | 1.523 | 1.523 | 29.5564 | 45.0144 | 144 | 144 | 189.0144
577 | CIV-210 | CIV-220 | DIV-32 | Site Concrete | (1'Wx2'D) Concrete footing | 0.59259 | 5% | 0.62222 | CY | 10 | 6.2222 | 26.6815 | 166.0182 | 188.0044 | 116.9805 | 282.9988
578 | CIV-210 | CIV-220 | DIV-32 | Site Concrete | #4 Rebar | 14.696 | 5% | 15.4308 | LBS | 0.01 | 0.15431 | 26.6815 | 4.1172 | 0.93 | 14.3506 | 18.4678
Landscaping
579 | CIV-200 | Keynote 2 | DIV-32 | Landscaper | Mulch for planting bed (Assumed) | 83 | 5% | 87.15 | SF | 0.006 | 0.5229 | 18.8066 | 9.834 | 0.3 | 26.145 | 35.979
580 | CIV-200 | Keynote 2 | DIV-32 | Landscaper | (1' Thk.) Top soil for planting bed (Assumed) | 3.0741 | 5% | 3.2278 | CY | 1 | 3.2278 | 18.8066 | 60.7036 | 19.3807 | 62.5565 | 123.2601
581 | CIV-200 | Keynote 2 | DIV-32 | Landscaper | (2'H) Planter wall in shared court Note: Wall height is assumed. | 83 | 5% | 87.15 | SF | 0.45 | 39.2175 | 18.8066 | 737.5488 | 15.8578 | 1382.0098 | 2119.5586
582 | CIV-210 | Keynote 2 | DIV-32 | Landscaper | (1'6"H) Planter wall in public space Note: Wall height is assumed. | 14.88 | 5% | 15.624 | SF | 0.45 | 7.0308 | 18.8066 | 132.2256 | 15.8578 | 247.7627 | 379.9883
583 | CIV-500 | CIV-510 | DIV-32 | Landscaper | Tree protection fence | 31 | 5% | 32.55 | LF | 0.065 | 2.1158 | 18.8066 | 39.7901 | 1.2 | 39.06 | 78.8501
584 | CIV-512 |  | DIV-32 | Landscaper | Temporary seeding/ stabilization for disturbed site area | 2024 | 5% | 2125.2 | SF | 0.003 | 6.3756 | 18.8066 | 119.9035 | 0.1 | 212.52 | 332.4235
Sediment Control
585 | CIV-500 |  | DIV-32 | Erosion Control | (12") Filter sock | 13.2 | 5% | 13.86 | LF | 0.1 | 1.386 | 22.5679 | 31.2792 | 2.71 | 37.5606 | 68.8398
586 | CIV-500 | CIV-511 | DIV-32 | Erosion Control | (1'10"H) Silt fence, (Min. 1'4") embedded in ground w/ - Filter cloth | 207.76 | 5% | 218.148 | LF | 0.05 | 10.9074 | 22.5679 | 246.1577 | 1.32 | 287.9554 | 534.113
587 | CIV-500 |  | DIV-32 | Erosion Control | (Min. 6" Thk.) Stone construction entrance | 6.1142 | 5% | 6.4199 | CY | 0.675 | 4.3334 | 22.5679 | 97.7963 | 34.7568 | 223.1343 | 320.9306
588 | CIV-500 |  | DIV-32 | Erosion Control | Nonwoven geotextile under construction entrance | 300.15 | 5% | 315.1575 | SF | 0.006 | 1.8909 | 22.5679 | 42.6748 | 0.76 | 239.5197 | 282.1945
589 | CIV-500 | CIV-511 | DIV-32 | Erosion Control | (4'D) Sump pit for suction line | 1 | 0% | 1 | EA | 5.234 | 5.234 | 22.5679 | 118.1207 | 1599.26 | 1599.26 | 1717.3807
590 | CIV-500 | CIV-511 | DIV-32 | Erosion Control | Portable sediment tank w/ - Steel drum support | 1 | 0% | 1 | EA | 4.265 | 4.265 | 22.5679 | 96.2523 | 1299 | 1299 | 1395.2523
Pavement Restoration
591 | CIV-500 |  | DIV-32 | Site Concrete | Restore (Approx. 9" Thk.) concrete pavement | 0.81852 | 5% | 0.85944 | CY | 7 | 6.0161 | 26.6815 | 160.5189 | 188.0044 | 161.5794 | 322.0982
592 | CIV-500 |  | DIV-32 | Paving | Restore (Approx. 11" Thk.) asphalt pavement | 1.1333 | 5% | 1.19 | CY | 7 | 8.33 | 26.6815 | 222.2569 | 231.4931 | 275.4768 | 497.7337
593 | CIV-500 |  | DIV-32 | Site Concrete | Restore (1'6"W) curb and gutter | 5 | 5% | 5.25 | LF | 0.18 | 0.945 | 26.6815 | 25.214 | 16.875 | 88.5938 | 113.8078
|  |  | DIV-33 |  | Utilities | [11 empty] | 21184.4831
Piping
594 | CIV-300 |  | DIV-33 | Utilities | (4" Dia.) SCH40 PVC Sanitary sewer service | 24.4 | 5% | 25.62 | LF | 0.1004 | 2.5722 | 41.142 | 105.8273 | 5.96 | 152.6952 | 258.5225
595 | CIV-300 | Keynote 1 | DIV-33 | Utilities | (1.5" Dia.) Type 'K' Copper domestic service lateral w/ curb stop | 9.59 | 5% | 10.0695 | LF | 0.05145 | 0.51808 | 41.142 | 21.3147 | 14.06 | 141.5772 | 162.8918
596 | CIV-300 | Keynote 1 | DIV-33 | Utilities | (1.5" Dia.) Type 'K' Copper fire service lateral | 12.05 | 5% | 12.6525 | LF | 0.05145 | 0.65097 | 41.142 | 26.7822 | 14.06 | 177.8942 | 204.6764
597 | CIV-300 | Keynote 1 | DIV-33 | Utilities | (1.5" Dia.) Type 'K' DC water combined copper service lateral | 24.96 | 5% | 26.208 | LF | 0.05145 | 1.3484 | 41.142 | 55.4759 | 14.06 | 368.4845 | 423.9604
598 | CIV-300 | Keynote 2 | DIV-33 | Utilities | (6" Dia.) SCH40 PVC Storm sewer lateral | 8.05 | 5% | 8.4525 | LF | 0.1506 | 1.2729 | 41.142 | 52.3715 | 9.99 | 84.4405 | 136.812
599 | CIV-300 | Keynote 3 | DIV-33 | Utilities | (4" Dia.) SCH40 PVC Sanitary sewer lateral | 8.04 | 5% | 8.442 | LF | 0.1004 | 0.84758 | 41.142 | 34.871 | 5.96 | 50.3143 | 85.1853
Drainage Basin
600 | CIV-300 | Keynote 4 | DIV-33 | Utilities | (8" Dia.x5'D) Nyloplast drainage basin w/ grate inlet Note: Depth is assumed. | 2 | 0% | 2 | EA | 18.8824 | 37.7647 | 41.142 | 1553.714 | 1640.45 | 3280.9 | 4834.614
Trench Drain
601 | CIV-300 | Keynote 5 | DIV-33 | Utilities | (6"W) Trench drain Manuf.: 'KLASSIKDRAIN' K100 | 15.74 | 5% | 16.527 | LF | 1.224 | 20.229 | 41.142 | 832.2628 | 84.7315 | 1400.3579 | 2232.6207
Cleanout
602 | CIV-300 | CIV-320 | DIV-33 | Utilities | (4") Storm sewer cleanout | 1 | 0% | 1 | EA | 3.8 | 3.8 | 41.142 | 156.3395 | 169 | 169 | 325.3395
603 | CIV-300 | CIV-320 | DIV-33 | Utilities | (4") Sanitary sewer cleanout | 1 | 0% | 1 | EA | 3.8 | 3.8 | 41.142 | 156.3395 | 169 | 169 | 325.3395
Valves
604 | CIV-300 | CIV-320 | DIV-33 | Utilities | Angle dual check valve | 1 | 0% | 1 | EA | 2.32 | 2.32 | 41.142 | 95.4494 | 158 | 158 | 253.4494
605 | CIV-300 | CIV-320 | DIV-33 | Utilities | Flanged angle ball valve | 1 | 0% | 1 | EA | 1.43 | 1.43 | 41.142 | 58.833 | 76.6 | 76.6 | 135.433
606 | CIV-300 | CIV-320 | DIV-33 | Utilities | (Min. 1-1/4"H) By-pass w. padlock wings ball valve | 1 | 0% | 1 | EA | 3.54 | 3.54 | 41.142 | 145.6426 | 590 | 590 | 735.6426
607 | CIV-300 | CIV-320 | DIV-33 | Utilities | Dual check valve ANSI/ASSE 1024 | 1 | 0% | 1 | EA | 2.54 | 2.54 | 41.142 | 104.5006 | 212 | 212 | 316.5006
Meters
608 | A0101 |  | DIV-33 | Utilities | Gas meter | 1 | 0% | 1 | EA | 5.1 | 5.1 | 41.142 | 209.824 | 530 | 530 | 739.824
609 | CIV-300 | CIV-320 | DIV-33 | Utilities | Install (1.5") water meter w/ frame and cover - (30" Dia.x30"L) Plastic meter box assembly Note: Provided by DC water. | 1 | 0% | 1 | EA | 8.6 | 8.6 | 41.142 | 353.8209 |  | 0 | 353.8209
610 | CIV-300 | CIV-320 | DIV-33 | Utilities | (Min. 8") Borrow aggregate ASTM C33 at bottom of water meter assembly | 0.38897 | 5% | 0.40842 | CY | 0.675 | 0.27568 | 41.142 | 11.3422 | 36.6142 | 14.954 | 26.2962
Tee/ Connections/ Valves
611 | CIV-300 | CIV-320 | DIV-33 | Utilities | (1.5"x1.5") Tee for (1.5" Dia.) Type 'K' Copper fire service lateral | 1 | 0% | 1 | EA | 0.49725 | 0.49725 | 41.142 | 20.4578 | 35.99 | 35.99 | 56.4478
612 | CIV-300 | CIV-320 | DIV-33 | Utilities | Connect (1.5" Dia.) Type 'K' DC water combined copper service lateral to (6" Dia.) Main water line w/ corporation stop | 1 | 0% | 1 | EA | 3.15 | 3.15 | 41.142 | 129.5972 | 25.12 | 25.12 | 154.7172
613 | CIV-300 | Keynote 2 | DIV-33 | Utilities | Tie (6" Dia.) SCH40 PVC storm sewer lateral to existing (12" Dia.) CS main w/ - 45 Deg. Bend - (6"x12") Eccentric wye branch connection | 1 | 0% | 1 | EA | 48.612 | 48.612 | 41.142 | 1999.9933 | 977.15 | 977.15 | 2977.1433
614 | CIV-300 | Keynote 3 | DIV-33 | Utilities | Tie (4" Dia.) SCH40 PVC sanitary sewer lateral to existing (12" Dia.) CS main w/ - 45 Deg. Bend - (4"x12") Eccentric wye branch connection | 1 | 0% | 1 | EA | 36.608 | 36.608 | 41.142 | 1506.1251 | 793.05 | 793.05 | 2299.1751
615 | CIV-300 | Keynote 4 & 5 | DIV-33 | Utilities | Tie (4" Dia.) PVC sanitary sewer to building | 2 | 0% | 2 | EA | 5 | 10 | 41.142 | 411.4197 | 50 | 100 | 511.4197
616 | CIV-300 | Keynote 5 | DIV-33 | Utilities | Tie (4" Dia.) PVC sanitary sewer to trench drain | 1 | 0% | 1 | EA | 5 | 5 | 41.142 | 205.7098 | 50 | 50 | 255.7098
617 | CIV-300 | CIV-320 | DIV-33 | Utilities | Elbow for (4" Dia.) SCH40 PVC Sanitary sewer lateral | 2 | 0% | 2 | EA | 5 | 10 | 41.142 | 411.4197 | 14.45 | 28.9 | 440.3197
618 | CIV-300 | CIV-320 | DIV-33 | Utilities | Elbow for (6" Dia.) SCH40 PVC Storm sewer lateral | 2 | 0% | 2 | EA | 7.5 | 15 | 41.142 | 617.1295 | 34.77 | 69.54 | 686.6695
Foundation Drain Pipe
619 | S1100 | S1100 | DIV-33 | Utilities | (4") Dia Perforated Drain Wrapped with Filter Fabric | 276.75 | 5% | 290.5875 | LF | 0.1004 | 29.175 | 41.142 | 1200.3162 | 3.619 | 1051.6362 | 2251.9524
SUB TOTAL | [9 empty] | Total Lab. Hours = | 9947.8652 | Total Lab. Cost = | 337639.6151 | Total Mat. Cost = | 408048.4252 | 745688.0403 | 745688.0403
MATERIAL TAX | [11 empty] | 9.5% |  |  | 38764.6004 | 38764.6004 | 38764.6004
OVERHEAD & PROFIT / INFLATION (Material) | [11 empty] | 0% |  |  | 0 | 0 | 0
OVERHEAD & PROFIT (Labor) | [11 empty] | 20% | 67527.923 |  |  | 67527.923 | 67527.923
BOND FEE | [11 empty] | 0% | 0 |  | 0 | 0 | 0
TOTAL BASE BID | [12 empty] | 405167.5381 |  | 446813.0256 | 851980.5637 | 851980.5637

## HOURLY RATES
Please read the pdf file 'Guidelines to use Excel' sent with the estimate in the drop box link.
Note: Adjusting the per hour labor rate in the table below will automatically update the labor pricing for whole project. To bypass the per hour labor rate for a single item, please put the per hour labor rate against that item in column M of relative tab.
Please don’t edit anything below, without the approval of the Manager (Estimating Department)
CSI Div. | Sub-Contractor/Trade List | Hourly Rates
DIV-1 | General Requirements | 35 | CLICK HERE TO GO BACK TO COST SUMMARY
DIV-10 | Accessories | 29.5564
DIV-09 | Acoustical and Metal Ceiling | 21.162
DIV-11 | Appliances | 20.6895
DIV-02 | Asbestos Worker | 24.1879
DIV-10 | Awnings / Canopies | 33.9777
DIV-12 | Cabinetry | 29.5564
DIV-06 | Carpenter Millwork | 29.5564
DIV-09 | Ceiling - Others | 21.162
DIV-07 | Cladding - Metal | 33.9777
DIV-06 | Cladding - Wood | 28.0786
DIV-06 | Cladding - Other | 31.0281
DIV-09 | Clean - Power Wash | 16.658
DIV-31 | Clearing & Grubbing | 61.7129
DIV-27 | Communication | 45.704
DIV-03 | Concrete - Building | 26.6815
DIV-12 | Countertops | 37.1471
DIV-08 | Curtain Wall | 21.162
DIV-02 | Demo - Building | 21.0634
DIV-02 | Demo - Site | 25.2761
DIV-31 | Dewatering | 61.7129
DIV-08 | Doors & Hardware | 29.5564
DIV-09 | Dry Waller | 21.162
DIV-31 | Earth worker | 61.7129
DIV-26 | Electrician | 45.704
Div-28 | Electronic Safety and Security (FA) | 45.704
DIV-14 | Elevator | 58.7109
DIV-11 | Equipment | 21.162
DIV-31 | Erosion Control | 22.5679
DIV-32 | Exterior improvements | 26.6815
DIV-09 | Exterior Painter | 18.9397
DIV-10 | Exterior Signage | 32.512
DIV-32 | Fencing and Gates - Metal | 36.4047
DIV-32 | Fencing and Gates - Wood | 29.5564
DIV-32 | Fencing and Gates - Other | 32.9805
DIV-06 | Finish Carpenter | 29.5564
DIV-09 | Fire Proofing | 33.3984
DIV-21 | Fire Suppression | 46.1268
DIV-10 | Fireplace | 37.9914
DIV-09 | Flooring | 26.0442
DIV-10 | Folding/Moveable Partition | 25.1229
DIV-05 | Framer Cold Form | 22.8152
DIV-09 | Framer Light Gauge | 21.162
DIV-06 | Framer Lumber | 21.162
DIV-06 | Framer Rough Carpenter | 21.162
DIV-12 | Furniture | 16.5847
DIV-08 | Glazier | 29.2006
DIV-02 | Hazardous Material Handler | 20.0878
DIV-07 | Insulation | 21.162
DIV-09 | Interior Painter | 18.9397
DIV-10 | Interior Signage | 29.5564
DIV-32 | Irrigation | 26.2087
DIV-07 | Joint Sealants | 23.2578
DIV-32 | Landscaper | 18.8066
DIV-12 | Mailboxes | 29.5564
DIV-04 | Mason - Brick Veneer | 36.0703
DIV-04 | Mason - Cast Stone | 45.5896
DIV-04 | Mason - CMU | 36.0703
DIV-23 | Mechanical | 43.2941
DIV-06 | Millwork | 29.5564
DIV-05 | Ornamental Steel | 33.9777
DIV-05 | Paneling - Metal | 33.9777
DIV-06 | Paneling - Wood | 28.0786
DIV-06 | Paneling - Other | 31.0281
DIV-32 | Paving | 26.6815
DIV-06 | Pergolas | 24.7992
DIV-31 | Piling | 61.7129
DIV-11 | Playground Equipment | 26.7831
DIV-22 | Plumber | 38.4878
DIV-13 | Pool | 30.0167
DIV-03 | Precast Concrete | 26.6815
DIV-13 | Pre-Engineered Metal Building | 63.1015
DIV-06 | Roof Sheathing | 21.162
DIV-07 | Roofer | 28.77
DIV-06 | Sheathing | 21.162
DIV-31 | Shoring/SOE | 26.0442
DIV-07 | Siding Contractor | 39.7776
DIV-03 | Site Concrete | 26.6815
DIV-26 | Site Electrical | 45.704
DIV-12 | Site Furnishing | 29.5564
DIV-09 | Site Paint | 18.9397
DIV-10 | Site Signage | 29.5564
DIV-08 | Skylight | 29.5564
DIV-13 | Special Construction | 33.9777
DIV-05 | Staircases and Railings - Metal | 33.9777
DIV-06 | Staircases and Railings - Wood | 29.5564
DIV-08 | Storefront | 29.2006
DIV-05 | Structural Steel | 33.9777
DIV-07 | Stucco - EIFS | 23.2652
DIV-09 | Tiler | 26.1046
DIV-10 | Toilet Partitions | 29.5564
DIV-34 | Traffic Control | 21.162
DIV-06 | Trellis | 24.7992
DIV-06 | Truss | 21.162
DIV-33 | Utilities | 41.142
DIV-09 | Wall Covering | 26.3562
DIV-07 | Water Proofing & Damp Proofing | 36.0703
DIV-08 | Window Installer | 29.5564
DIV-10 | Wire Shelving | 29.5564
DIV-00 | Z
DIV-01 | Z
Unit | Wastage
EA | 0%
LF | 5%
SF | 5%
SY | 5%
LBS | 5%
TONS | 5%
CY | 5%
LS | 0%